## Product
Work type | Product | Test item | Replicate per 1 sample | Item no. | Item | Type | Quility per 1 rep | Unit | Reagent No. if type 2
RM | L-Histidine (IV) | Identification | 1 | - | FT-NIR | 5 | 5 | min | -
RM | L-Histidine (IV) | Assay | 1 | - | Beaker plastic 100 ml. | 4 | 4 | pcs. | -
RM | L-Histidine (IV) | Assay | 1 | - | Autotritrator | 5 | 20 | min | -
RM | L-Histidine (IV) | Assay | 1 | - | Pipet 3 ml. | 4 | 1 | pcs. | -
RM | L-Histidine (IV) | Assay | 1 | - | Cylinder 50 ml. | 4 | 1 | pcs. | -
RM | L-Histidine (IV) | Assay | 1 | F005 | Formic acid | 1 | 3 | ml. | -
RM | L-Histidine (IV) | Assay | 1 | A020 | Acetic acid, Glacial | 1 | 50 | ml. | -
RM | L-Histidine (IV) | Assay | 4 | - | 0.1 N Perchloric acid VS. | 2 | 10 | ml. | 3017
RM | L-Histidine (IV) | Assay | 1 | - | Analytical balance 4 dg | 5 | 5 | min | -
RM | L-Histidine (IV) | Assay | 1 | - | Analytical balance 5 dg | 5 | 5 | min | -
RM | L-Histidine (IV) | Residue on ignition | 1 | - | Crucible 50 ml. | 4 | 3 | pcs | -
RM | L-Histidine (IV) | Residue on ignition | 3 | S016 | Sulfuric acid | 1 | 1 | ml. | -
RM | L-Histidine (IV) | Residue on ignition | 1 | - | Hot plate | 4 | 1 | pcs | -
RM | L-Histidine (IV) | Residue on ignition | 1 | - | Muffle furnace | 4 | 480 | min | -
RM | L-Histidine (IV) | Residue on ignition | 1 | - | Analytical balance 4 dg | 5 | 5 | min | -
RM | L-Histidine (IV) | Residue on ignition | 1 | - | Analytical balance 5 dg | 5 | 5 | min | -
RM | L-Histidine (IV) | Chloride | 4 | - | Glass tube 50 ml. | 4 | 4 | pcs | -
RM | L-Histidine (IV) | Chloride | 4 | - | Pipet 1 ml. | 4 | 3 | pcs | -
RM | L-Histidine (IV) | Chloride | 4 | - | Beaker 50 ml. | 4 | 3 | pcs | -
RM | L-Histidine (IV) | Chloride | 4 | - | 0.02 N Hydrochloric acid TS. | 2 | 0.5 | ml. | None in WI
RM | L-Histidine (IV) | Chloride | 4 | N011 | Nitric acid | 1 | 1 | ml. | -
RM | L-Histidine (IV) | Chloride | 4 | - | 0.1 N Silver nitrate TS. | 2 | 1 | ml. | 4076
RM | L-Histidine (IV) | Chloride | 4 | - | Analytical balance 4 dg | 5 | 5 | min | -
RM | L-Histidine (IV) | Chloride | 4 | - | Analytical balance 5 dg | 5 | 5 | min | -
RM | L-Histidine (IV) | Sulfare | 4 | - | 3 N Hydrochloric acid | 2 | 1 | ml. | 4037
RM | L-Histidine (IV) | Sulfare | 4 | - | Barium chloride TS. | 2 | 1 | ml. | 4015
RM | L-Histidine (IV) | Sulfare | 4 | - | Glass tube 50 ml. | 4 | 2 | pcs | -
RM | L-Histidine (IV) | Sulfare | 4 | - | Beaker 50 ml. | 4 | 3 | pcs | -
RM | L-Histidine (IV) | Sulfare | 4 | - | Analytical balance 4 dg | 5 | 5 | min | -
RM | L-Histidine (IV) | Sulfare | 4 | - | Analytical balance 5 dg | 5 | 5 | min | -
RM | L-Histidine (IV) | Iron | 4 | - | 2 N Sulfuric acid | 2 | 20 | ml. | 4094
RM | L-Histidine (IV) | Iron | 4 | - | Pipet 10 ml. | 4 | 2 | pcs | -
RM | L-Histidine (IV) | Iron | 4 | - | Volumetric flask 1000 ml. | 4 | 1 | pcs | -
RM | L-Histidine (IV) | Iron | 4 | - | Beaker 100 ml. | 4 | 1 | pcs | -
RM | L-Histidine (IV) | Iron | 4 | - | Ammonium thiocyanate | 2 | 30 | g. | 4013
RM | L-Histidine (IV) | Iron | 4 | - | Volumetric flask 100 ml. | 4 | 1 | pcs | -
RM | L-Histidine (IV) | Iron | 4 | H002 | Hydrochloric acid | 1 | 2 | ml. | -
RM | L-Histidine (IV) | Iron | 4 | - | Pipet 2 ml. | 4 | 1 | pcs | -
RM | L-Histidine (IV) | Iron | 4 | A031 | Ammonium peroxydisulfate | 1 | 0.05 | g. | -
RM | L-Histidine (IV) | Iron | 4 | - | Analytical balance 4 dg | 5 | 5 | min | -
RM | L-Histidine (IV) | Iron | 4 | - | Analytical balance 5 dg | 5 | 5 | min | -
RM | L-Histidine (IV) | Related compounds | 1 | - | Butyl algohol glacial | 2 | 90 | ml. | None in WI
RM | L-Histidine (IV) | Related compounds | 1 | A020 | Acetic acid, Glacial | 1 | 30 | ml. | -
RM | L-Histidine (IV) | Related compounds | 1 | - | 2 N Acetic acid TS. | 2 | 5 | ml. | 4192
RM | L-Histidine (IV) | Related compounds | 1 | B009 | B 1-Butanol | 1 | 95 | ml. | -
RM | L-Histidine (IV) | Related compounds | 1 | - | Ninhydrin TS. | 2 | 0.2 | g. | 1009
RM | L-Histidine (IV) | Related compounds | 1 | - | Beaker 50 ml. | 4 | 5 | pcs | -
RM | L-Histidine (IV) | Related compounds | 1 | - | Pipet 10 ml. | 4 | 1 | pcs | -
RM | L-Histidine (IV) | Related compounds | 1 | - | Pipet 5 ml. | 4 | 1 | pcs | -
RM | L-Histidine (IV) | Related compounds | 1 | - | Cylinder 100 ml. | 4 | 1 | pcs | -
RM | L-Histidine (IV) | Related compounds | 1 | - | Beaker 250 ml. | 4 | 2 | pcs | -
RM | L-Histidine (IV) | Related compounds | 1 | - | TLC siliga gel | 3 | 1 | pcs | -
RM | L-Histidine (IV) | Related compounds | 1 | - | Glass jar (25 cm*25 cm) | 4 | 1 | pcs | -
RM | L-Histidine (IV) | Related compounds | 1 | - | Hot air oven | 5 | 15 | min | -
RM | L-Histidine (IV) | Related compounds | 1 | - | Needle injection 10 ul. | 4 | 1 | pcs | -
RM | L-Histidine (IV) | Related compounds | 1 | - | ชุดสเปรย์ developing solvent | 4 | 1 | pcs | -
RM | L-Histidine (IV) | Related compounds | 1 | - | Analytical balance 4 dg | 5 | 5 | min | -
RM | L-Histidine (IV) | Related compounds | 1 | - | Analytical balance 5 dg | 5 | 5 | min | -
RM | L-Histidine (IV) | Optical rotation | 1 | - | Volumetric flask 100 ml. | 4 | 3 | pcs | -
RM | L-Histidine (IV) | Optical rotation | 1 | - | Analytical balance 4 dg | 5 | 5 | min | -
RM | L-Histidine (IV) | Optical rotation | 1 | - | Measurements of optical | 5 | 5 | min | -
RM | L-Histidine (IV) | Optical rotation | 3 | - | 6 N Hydrochloric acid | 2 | 100 | ml. | 4039
RM | L-Histidine (IV) | pH | 3 | - | pH meter | 5 | 5 | min | -
RM | L-Histidine (IV) | pH | 1 | - | Beaker 150 ml. | 4 | 3 | pcs | -
RM | L-Histidine (IV) | pH | 1 | - | Analytical balance 4 dg | 5 | 5 | min | -
RM | L-Histidine (IV) | Loss on drying | 1 | - | Hot air oven | 5 | 120 | min | -
RM | L-Histidine (IV) | Loss on drying | 1 | - | Analytical balance 4 dg | 5 | 5 | min | -
RM | L-Histidine (IV) | Loss on drying | 1 | - | Weighting bottle | 4 | 3 | pcs | -
RM | L-Alanine (IV) | Identification | 1 | - | FT-NIR | 5 | 5 | min | -
RM | L-Alanine (IV) | Assay | 1 | - | Beaker plastic 100 ml. | 4 | 4 | pcs. | -
RM | L-Alanine (IV) | Assay | 1 | - | Autotritrator | 5 | 20 | min | -
RM | L-Alanine (IV) | Assay | 1 | - | Pipet 3 ml. | 4 | 1 | pcs. | -
RM | L-Alanine (IV) | Assay | 1 | - | Cylinder 50 ml. | 4 | 1 | pcs. | -
RM | L-Alanine (IV) | Assay | 1 | F005 | Formic acid | 1 | 3 | ml. | -
RM | L-Alanine (IV) | Assay | 1 | A020 | Acetic acid, Glacial | 1 | 50 | ml. | -
RM | L-Alanine (IV) | Assay | 4 | - | 0.1 N Perchloric acid VS. | 2 | 10 | ml. | 3017
RM | L-Alanine (IV) | Assay | 1 | - | Analytical balance 4 dg | 5 | 5 | min | -
RM | L-Alanine (IV) | Assay | 1 | - | Analytical balance 5 dg | 5 | 5 | min | -
RM | L-Alanine (IV) | Residue on ignition | 1 | - | Crucible 50 ml. | 4 | 3 | pcs | -
RM | L-Alanine (IV) | Residue on ignition | 3 | S016 | Sulfuric acid | 1 | 1 | ml. | -
RM | L-Alanine (IV) | Residue on ignition | 1 | - | Hot plate | 4 | 1 | pcs | -
RM | L-Alanine (IV) | Residue on ignition | 1 | - | Muffle furnace | 4 | 480 | min | -
RM | L-Alanine (IV) | Residue on ignition | 1 | - | Analytical balance 4 dg | 5 | 5 | min | -
RM | L-Alanine (IV) | Residue on ignition | 1 | - | Analytical balance 5 dg | 5 | 5 | min | -
RM | L-Alanine (IV) | Chloride | 4 | - | Glass tube 50 ml. | 4 | 4 | pcs | -
RM | L-Alanine (IV) | Chloride | 4 | - | Pipet 1 ml. | 4 | 3 | pcs | -
RM | L-Alanine (IV) | Chloride | 4 | - | Beaker 50 ml. | 4 | 3 | pcs | -
RM | L-Alanine (IV) | Chloride | 4 | - | 0.02 N Hydrochloric acid TS. | 2 | 0.5 | ml. | None in WI
RM | L-Alanine (IV) | Chloride | 4 | N011 | Nitric acid | 1 | 1 | ml. | -
RM | L-Alanine (IV) | Chloride | 4 | - | 0.1 N Silver nitrate TS. | 2 | 1 | ml. | 4076
RM | L-Alanine (IV) | Chloride | 4 | - | Analytical balance 4 dg | 5 | 5 | min | -
RM | L-Alanine (IV) | Chloride | 4 | - | Analytical balance 5 dg | 5 | 5 | min | -
RM | L-Alanine (IV) | Sulfare | 4 | - | 3 N Hydrochloric acid | 2 | 1 | ml. | 4037
RM | L-Alanine (IV) | Sulfare | 4 | - | Barium chloride TS. | 2 | 1 | ml. | 4015
RM | L-Alanine (IV) | Sulfare | 4 | - | Glass tube 50 ml. | 4 | 2 | pcs | -
RM | L-Alanine (IV) | Sulfare | 4 | - | Beaker 50 ml. | 4 | 3 | pcs | -
RM | L-Alanine (IV) | Sulfare | 4 | - | Analytical balance 4 dg | 5 | 5 | min | -
RM | L-Alanine (IV) | Sulfare | 4 | - | Analytical balance 5 dg | 5 | 5 | min | -
RM | L-Alanine (IV) | Iron | 4 | - | 2 N Sulfuric acid | 2 | 20 | ml. | 4094
RM | L-Alanine (IV) | Iron | 4 | - | Pipet 10 ml. | 4 | 2 | pcs | -
RM | L-Alanine (IV) | Iron | 4 | - | Volumetric flask 1000 ml. | 4 | 1 | pcs | -
RM | L-Alanine (IV) | Iron | 4 | - | Beaker 100 ml. | 4 | 1 | pcs | -
RM | L-Alanine (IV) | Iron | 4 | - | Ammonium thiocyanate | 2 | 30 | g. | 4013
RM | L-Alanine (IV) | Iron | 4 | - | Volumetric flask 100 ml. | 4 | 1 | pcs | -
RM | L-Alanine (IV) | Iron | 4 | H002 | Hydrochloric acid | 1 | 2 | ml. | -
RM | L-Alanine (IV) | Iron | 4 | - | Pipet 2 ml. | 4 | 1 | pcs | -
RM | L-Alanine (IV) | Iron | 4 | A031 | Ammonium peroxydisulfate | 1 | 0.05 | g. | -
RM | L-Alanine (IV) | Iron | 4 | - | Analytical balance 4 dg | 5 | 5 | min | -
RM | L-Alanine (IV) | Iron | 4 | - | Analytical balance 5 dg | 5 | 5 | min | -
RM | L-Alanine (IV) | pH | 3 | - | pH meter | 5 | 5 | min | -
RM | L-Alanine (IV) | pH | 1 | - | Beaker 150 ml. | 4 | 3 | pcs | -
RM | L-Alanine (IV) | pH | 1 | - | Analytical balance 4 dg | 5 | 5 | min | -
RM | L-Alanine (IV) | Loss on drying | 1 | - | Hot air oven | 5 | 120 | min | -
RM | L-Alanine (IV) | Loss on drying | 1 | - | Analytical balance 4 dg | 5 | 5 | min | -
RM | L-Alanine (IV) | Loss on drying | 1 | - | Weighting bottle | 4 | 3 | pcs | -
RM | L-Alanine (IV) | Related compounds | 1 | - | 0.008 N Sulfuric acid TS. | 2 | 2000 | ml. | None in WI
RM | L-Alanine (IV) | Related compounds | 1 | - | 0.01 N Sulfuric acid TS. | 2 | 1000 | ml. | 4098
RM | L-Alanine (IV) | Related compounds | 1 | A019 | Acetonitrile | 1 | 500 | ml. | -
RM | L-Alanine (IV) | Related compounds | 1 | - | Volumetric flask 10 ml. | 4 | 7 | pcs | -
RM | L-Alanine (IV) | Related compounds | 1 | - | Syringe 5 ml. | 3 | 7 | pcs | -
RM | L-Alanine (IV) | Related compounds | 1 | - | Syringe fillter 0.2 um. | 3 | 7 | pcs | -
RM | L-Alanine (IV) | Related compounds | 1 | - | Analytical balance 4 dg | 5 | 5 | min | -
RM | L-Alanine (IV) | Related compounds | 1 | - | Vial 2 ml. | 3 | 7 | pcs | -
RM | L-Alanine (IV) | Optical rotation | 1 | - | Volumetric flask 100 ml. | 4 | 3 | pcs | -
RM | L-Alanine (IV) | Optical rotation | 1 | - | Analytical balance 4 dg | 5 | 5 | min | -
RM | L-Alanine (IV) | Optical rotation | 1 | - | Measurements of optical | 5 | 5 | min | -
RM | L-Alanine (IV) | Optical rotation | 3 | - | 6 N Hydrochloric acid | 2 | 100 | ml. | 4039
RM | L-Arginine (IV) | Identification | 1 | - | FT-NIR | 5 | 5 | min | -
RM | L-Arginine (IV) | Assay | 1 | - | Beaker plastic 100 ml. | 4 | 4 | pcs. | -
RM | L-Arginine (IV) | Assay | 1 | - | Autotritrator | 5 | 20 | min | -
RM | L-Arginine (IV) | Assay | 1 | - | Pipet 3 ml. | 4 | 1 | pcs. | -
RM | L-Arginine (IV) | Assay | 1 | - | Cylinder 50 ml. | 4 | 1 | pcs. | -
RM | L-Arginine (IV) | Assay | 1 | F005 | Formic acid | 1 | 3 | ml. | -
RM | L-Arginine (IV) | Assay | 1 | A020 | Acetic acid, Glacial | 1 | 50 | ml. | -
RM | L-Arginine (IV) | Assay | 4 | - | 0.1 N Perchloric acid VS. | 2 | 10 | ml. | 3017
RM | L-Arginine (IV) | Assay | 1 | - | Analytical balance 4 dg | 5 | 5 | min | -
RM | L-Arginine (IV) | Assay | 1 | - | Analytical balance 5 dg | 5 | 5 | min | -
RM | L-Arginine (IV) | Residue on ignition | 1 | - | Crucible 50 ml. | 4 | 3 | pcs | -
RM | L-Arginine (IV) | Residue on ignition | 3 | S016 | Sulfuric acid | 1 | 1 | ml. | -
RM | L-Arginine (IV) | Residue on ignition | 1 | - | Hot plate | 4 | 1 | pcs | -
RM | L-Arginine (IV) | Residue on ignition | 1 | - | Muffle furnace | 4 | 480 | min | -
RM | L-Arginine (IV) | Residue on ignition | 1 | - | Analytical balance 4 dg | 5 | 5 | min | -
RM | L-Arginine (IV) | Residue on ignition | 1 | - | Analytical balance 5 dg | 5 | 5 | min | -
RM | L-Arginine (IV) | Chloride | 4 | - | Glass tube 50 ml. | 4 | 4 | pcs | -
RM | L-Arginine (IV) | Chloride | 4 | - | Pipet 1 ml. | 4 | 3 | pcs | -
RM | L-Arginine (IV) | Chloride | 4 | - | Beaker 50 ml. | 4 | 3 | pcs | -
RM | L-Arginine (IV) | Chloride | 4 | - | 0.02 N Hydrochloric acid TS. | 2 | 0.5 | ml. | None in WI
RM | L-Arginine (IV) | Chloride | 4 | N011 | Nitric acid | 1 | 1 | ml. | -
RM | L-Arginine (IV) | Chloride | 4 | - | 0.1 N Silver nitrate TS. | 2 | 1 | ml. | 4076
RM | L-Arginine (IV) | Chloride | 4 | - | Analytical balance 4 dg | 5 | 5 | min | -
RM | L-Arginine (IV) | Chloride | 4 | - | Analytical balance 5 dg | 5 | 5 | min | -
RM | L-Arginine (IV) | Sulfare | 4 | - | 3 N Hydrochloric acid | 2 | 1 | ml. | 4037
RM | L-Arginine (IV) | Sulfare | 4 | - | Barium chloride TS. | 2 | 1 | ml. | 4015
RM | L-Arginine (IV) | Sulfare | 4 | - | Glass tube 50 ml. | 4 | 2 | pcs | -
RM | L-Arginine (IV) | Sulfare | 4 | - | Beaker 50 ml. | 4 | 3 | pcs | -
RM | L-Arginine (IV) | Sulfare | 4 | - | Analytical balance 4 dg | 5 | 5 | min | -
RM | L-Arginine (IV) | Sulfare | 4 | - | Analytical balance 5 dg | 5 | 5 | min | -
RM | L-Arginine (IV) | Iron | 4 | - | 2 N Sulfuric acid | 2 | 20 | ml. | 4094
RM | L-Arginine (IV) | Iron | 4 | - | Pipet 10 ml. | 4 | 2 | pcs | -
RM | L-Arginine (IV) | Iron | 4 | - | Volumetric flask 1000 ml. | 4 | 1 | pcs | -
RM | L-Arginine (IV) | Iron | 4 | - | Beaker 100 ml. | 4 | 1 | pcs | -
RM | L-Arginine (IV) | Iron | 4 | - | Ammonium thiocyanate | 2 | 30 | g. | 4013
RM | L-Arginine (IV) | Iron | 4 | - | Volumetric flask 100 ml. | 4 | 1 | pcs | -
RM | L-Arginine (IV) | Iron | 4 | H002 | Hydrochloric acid | 1 | 2 | ml. | -
RM | L-Arginine (IV) | Iron | 4 | - | Pipet 2 ml. | 4 | 1 | pcs | -
RM | L-Arginine (IV) | Iron | 4 | A031 | Ammonium peroxydisulfate | 1 | 0.05 | g. | -
RM | L-Arginine (IV) | Iron | 4 | - | Analytical balance 4 dg | 5 | 5 | min | -
RM | L-Arginine (IV) | Iron | 4 | - | Analytical balance 5 dg | 5 | 5 | min | -
RM | L-Arginine (IV) | Organic impurities | 1 | - | Isopropyl alcohol | 2 | 70 | ml. | None in WI
RM | L-Arginine (IV) | Organic impurities | 1 | A004 | Ammonia solution 25%, 2.5L | 1 | 30 | ml. | -
RM | L-Arginine (IV) | Organic impurities | 1 | - | 2 N Acetic acid TS. | 2 | 5 | ml. | 4192
RM | L-Arginine (IV) | Organic impurities | 1 | B009 | B 1-Butanol | 1 | 95 | ml. | -
RM | L-Arginine (IV) | Organic impurities | 1 | - | Ninhydrin TS. | 2 | 0.2 | g. | 1009
RM | L-Arginine (IV) | Organic impurities | 1 | - | Beaker 50 ml. | 4 | 5 | pcs | -
RM | L-Arginine (IV) | Organic impurities | 1 | - | Pipet 10 ml. | 4 | 1 | pcs | -
RM | L-Arginine (IV) | Organic impurities | 1 | - | Pipet 5 ml. | 4 | 1 | pcs | -
RM | L-Arginine (IV) | Organic impurities | 1 | - | Cylinder 100 ml. | 4 | 1 | pcs | -
RM | L-Arginine (IV) | Organic impurities | 1 | - | Beaker 250 ml. | 4 | 2 | pcs | -
RM | L-Arginine (IV) | Organic impurities | 1 | - | TLC siliga gel | 3 | 1 | pcs | -
RM | L-Arginine (IV) | Organic impurities | 1 | - | Glass jar (25 cm*25 cm) | 4 | 1 | pcs | -
RM | L-Arginine (IV) | Organic impurities | 1 | - | Hot air oven | 5 | 15 | min | -
RM | L-Arginine (IV) | Organic impurities | 1 | - | Needle injection 10 ul. | 4 | 1 | pcs | -
RM | L-Arginine (IV) | Organic impurities | 1 | - | ชุดสเปรย์ developing solvent | 4 | 1 | pcs | -
RM | L-Arginine (IV) | Organic impurities | 1 | - | Analytical balance 4 dg | 5 | 5 | min | -
RM | L-Arginine (IV) | Organic impurities | 1 | - | Analytical balance 5 dg | 5 | 5 | min | -
RM | L-Arginine (IV) | Optical rotation | 1 | - | Volumetric flask 100 ml. | 4 | 3 | pcs | -
RM | L-Arginine (IV) | Optical rotation | 1 | - | Analytical balance 4 dg | 5 | 5 | min | -
RM | L-Arginine (IV) | Optical rotation | 1 | - | Measurements of optical | 5 | 5 | min | -
RM | L-Arginine (IV) | Optical rotation | 3 | - | 6 N Hydrochloric acid | 2 | 100 | ml. | 4039
RM | L-Arginine (IV) | Loss on drying | 1 | - | Hot air oven | 5 | 120 | min | -
RM | L-Arginine (IV) | Loss on drying | 1 | - | Analytical balance 4 dg | 5 | 5 | min | -
RM | L-Arginine (IV) | Loss on drying | 1 | - | Weighting bottle | 4 | 3 | pcs | -
RM | L-Proline (IV) | Identification | 1 | - | FT-NIR | 5 | 5 | min | -
RM | L-Proline (IV) | Assay | 1 | - | Beaker plastic 100 ml. | 4 | 4 | pcs. | -
RM | L-Proline (IV) | Assay | 1 | - | Autotritrator | 5 | 20 | min | -
RM | L-Proline (IV) | Assay | 1 | - | Pipet 3 ml. | 4 | 1 | pcs. | -
RM | L-Proline (IV) | Assay | 1 | - | Cylinder 50 ml. | 4 | 1 | pcs. | -
RM | L-Proline (IV) | Assay | 1 | F005 | Formic acid | 1 | 3 | ml. | -
RM | L-Proline (IV) | Assay | 1 | A020 | Acetic acid, Glacial | 1 | 50 | ml. | -
RM | L-Proline (IV) | Assay | 4 | - | 0.1 N Perchloric acid VS. | 2 | 10 | ml. | 3017
RM | L-Proline (IV) | Assay | 1 | - | Analytical balance 4 dg | 5 | 5 | min | -
RM | L-Proline (IV) | Assay | 1 | - | Analytical balance 5 dg | 5 | 5 | min | -
RM | L-Proline (IV) | Residue on ignition | 1 | - | Crucible 50 ml. | 4 | 3 | pcs | -
RM | L-Proline (IV) | Residue on ignition | 3 | S016 | Sulfuric acid | 1 | 1 | ml. | -
RM | L-Proline (IV) | Residue on ignition | 1 | - | Hot plate | 4 | 1 | pcs | -
RM | L-Proline (IV) | Residue on ignition | 1 | - | Muffle furnace | 4 | 480 | min | -
RM | L-Proline (IV) | Residue on ignition | 1 | - | Analytical balance 4 dg | 5 | 5 | min | -
RM | L-Proline (IV) | Residue on ignition | 1 | - | Analytical balance 5 dg | 5 | 5 | min | -
RM | L-Proline (IV) | Chloride | 4 | - | Glass tube 50 ml. | 4 | 4 | pcs | -
RM | L-Proline (IV) | Chloride | 4 | - | Pipet 1 ml. | 4 | 3 | pcs | -
RM | L-Proline (IV) | Chloride | 4 | - | Beaker 50 ml. | 4 | 3 | pcs | -
RM | L-Proline (IV) | Chloride | 4 | - | 0.02 N Hydrochloric acid TS. | 2 | 0.5 | ml. | None in WI
RM | L-Proline (IV) | Chloride | 4 | N011 | Nitric acid | 1 | 1 | ml. | -
RM | L-Proline (IV) | Chloride | 4 | - | 0.1 N Silver nitrate TS. | 2 | 1 | ml. | 4076
RM | L-Proline (IV) | Chloride | 4 | - | Analytical balance 4 dg | 5 | 5 | min | -
RM | L-Proline (IV) | Chloride | 4 | - | Analytical balance 5 dg | 5 | 5 | min | -
RM | L-Proline (IV) | Sulfare | 4 | - | 3 N Hydrochloric acid | 2 | 1 | ml. | 4037
RM | L-Proline (IV) | Sulfare | 4 | - | Barium chloride TS. | 2 | 1 | ml. | 4015
RM | L-Proline (IV) | Sulfare | 4 | - | Glass tube 50 ml. | 4 | 2 | pcs | -
RM | L-Proline (IV) | Sulfare | 4 | - | Beaker 50 ml. | 4 | 3 | pcs | -
RM | L-Proline (IV) | Sulfare | 4 | - | Analytical balance 4 dg | 5 | 5 | min | -
RM | L-Proline (IV) | Sulfare | 4 | - | Analytical balance 5 dg | 5 | 5 | min | -
RM | L-Proline (IV) | Iron | 4 | - | 2 N Sulfuric acid | 2 | 20 | ml. | 4094
RM | L-Proline (IV) | Iron | 4 | - | Pipet 10 ml. | 4 | 2 | pcs | -
RM | L-Proline (IV) | Iron | 4 | - | Volumetric flask 1000 ml. | 4 | 1 | pcs | -
RM | L-Proline (IV) | Iron | 4 | - | Beaker 100 ml. | 4 | 1 | pcs | -
RM | L-Proline (IV) | Iron | 4 | - | Ammonium thiocyanate | 2 | 30 | g. | 4013
RM | L-Proline (IV) | Iron | 4 | - | Volumetric flask 100 ml. | 4 | 1 | pcs | -
RM | L-Proline (IV) | Iron | 4 | H002 | Hydrochloric acid | 1 | 2 | ml. | -
RM | L-Proline (IV) | Iron | 4 | - | Pipet 2 ml. | 4 | 1 | pcs | -
RM | L-Proline (IV) | Iron | 4 | A031 | Ammonium peroxydisulfate | 1 | 0.05 | g. | -
RM | L-Proline (IV) | Iron | 4 | - | Analytical balance 4 dg | 5 | 5 | min | -
RM | L-Proline (IV) | Iron | 4 | - | Analytical balance 5 dg | 5 | 5 | min | -
RM | L-Proline (IV) | Related compounds | 1 | - | Isopropyl alcohol | 2 | 70 | ml. | None in WI
RM | L-Proline (IV) | Related compounds | 1 | A004 | Ammonia solution 25%, 2.5L | 1 | 30 | ml. | -
RM | L-Proline (IV) | Related compounds | 1 | - | 2 N Acetic acid TS. | 2 | 5 | ml. | 4192
RM | L-Proline (IV) | Related compounds | 1 | B009 | B 1-Butanol | 1 | 95 | ml. | -
RM | L-Proline (IV) | Related compounds | 1 | - | Ninhydrin TS. | 2 | 0.2 | g. | 1009
RM | L-Proline (IV) | Related compounds | 1 | - | Beaker 50 ml. | 4 | 5 | pcs | -
RM | L-Proline (IV) | Related compounds | 1 | - | Pipet 10 ml. | 4 | 1 | pcs | -
RM | L-Proline (IV) | Related compounds | 1 | - | Pipet 5 ml. | 4 | 1 | pcs | -
RM | L-Proline (IV) | Related compounds | 1 | - | Cylinder 100 ml. | 4 | 1 | pcs | -
RM | L-Proline (IV) | Related compounds | 1 | - | Beaker 250 ml. | 4 | 2 | pcs | -
RM | L-Proline (IV) | Related compounds | 1 | - | TLC siliga gel | 3 | 1 | pcs | -
RM | L-Proline (IV) | Related compounds | 1 | - | Glass jar (25 cm*25 cm) | 4 | 1 | pcs | -
RM | L-Proline (IV) | Related compounds | 1 | - | Hot air oven | 5 | 15 | min | -
RM | L-Proline (IV) | Related compounds | 1 | - | Needle injection 10 ul. | 4 | 1 | pcs | -
RM | L-Proline (IV) | Related compounds | 1 | - | ชุดสเปรย์ developing solvent | 4 | 1 | pcs | -
RM | L-Proline (IV) | Related compounds | 1 | - | Analytical balance 4 dg | 5 | 5 | min | -
RM | L-Proline (IV) | Related compounds | 1 | - | Analytical balance 5 dg | 5 | 5 | min | -
RM | L-Proline (IV) | Optical rotation | 1 | - | Volumetric flask 100 ml. | 4 | 3 | pcs | -
RM | L-Proline (IV) | Optical rotation | 1 | - | Analytical balance 4 dg | 5 | 5 | min | -
RM | L-Proline (IV) | Optical rotation | 1 | - | Measurements of optical | 5 | 5 | min | -
RM | L-Proline (IV) | Loss on drying | 1 | - | Hot air oven | 5 | 120 | min | -
RM | L-Proline (IV) | Loss on drying | 1 | - | Analytical balance 4 dg | 5 | 5 | min | -
RM | L-Proline (IV) | Loss on drying | 1 | - | Weighting bottle | 4 | 3 | pcs | -
RM | L-Tyrosine (IV) | Identification | 1 | - | FT-NIR | 5 | 5 | min | -
RM | L-Tyrosine (IV) | Assay | 1 | - | Beaker plastic 100 ml. | 4 | 4 | pcs. | -
RM | L-Tyrosine (IV) | Assay | 1 | - | Autotritrator | 5 | 20 | min | -
RM | L-Tyrosine (IV) | Assay | 1 | - | Pipet 3 ml. | 4 | 1 | pcs. | -
RM | L-Tyrosine (IV) | Assay | 1 | - | Cylinder 50 ml. | 4 | 1 | pcs. | -
RM | L-Tyrosine (IV) | Assay | 1 | F005 | Formic acid | 1 | 6 | ml. | -
RM | L-Tyrosine (IV) | Assay | 1 | A020 | Acetic acid, Glacial | 1 | 50 | ml. | -
RM | L-Tyrosine (IV) | Assay | 4 | - | 0.1 N Perchloric acid VS. | 2 | 10 | ml. | 3017
RM | L-Tyrosine (IV) | Assay | 1 | - | Analytical balance 4 dg | 5 | 5 | min | -
RM | L-Tyrosine (IV) | Assay | 1 | - | Analytical balance 5 dg | 5 | 5 | min | -
RM | L-Tyrosine (IV) | Residue on ignition | 1 | - | Crucible 50 ml. | 4 | 3 | pcs | -
RM | L-Tyrosine (IV) | Residue on ignition | 3 | S016 | Sulfuric acid | 1 | 1 | ml. | -
RM | L-Tyrosine (IV) | Residue on ignition | 1 | - | Hot plate | 4 | 1 | pcs | -
RM | L-Tyrosine (IV) | Residue on ignition | 1 | - | Muffle furnace | 4 | 480 | min | -
RM | L-Tyrosine (IV) | Residue on ignition | 1 | - | Analytical balance 4 dg | 5 | 5 | min | -
RM | L-Tyrosine (IV) | Residue on ignition | 1 | - | Analytical balance 5 dg | 5 | 5 | min | -
RM | L-Tyrosine (IV) | Chloride | 4 | - | Glass tube 50 ml. | 4 | 4 | pcs | -
RM | L-Tyrosine (IV) | Chloride | 4 | - | Pipet 1 ml. | 4 | 3 | pcs | -
RM | L-Tyrosine (IV) | Chloride | 4 | - | Beaker 50 ml. | 4 | 3 | pcs | -
RM | L-Tyrosine (IV) | Chloride | 4 | - | 0.02 N Hydrochloric acid TS. | 2 | 0.5 | ml. | None in WI
RM | L-Tyrosine (IV) | Chloride | 4 | N011 | Nitric acid | 1 | 1 | ml. | -
RM | L-Tyrosine (IV) | Chloride | 4 | - | 0.1 N Silver nitrate TS. | 2 | 1 | ml. | 4076
RM | L-Tyrosine (IV) | Chloride | 4 | - | Analytical balance 4 dg | 5 | 5 | min | -
RM | L-Tyrosine (IV) | Chloride | 4 | - | Analytical balance 5 dg | 5 | 5 | min | -
RM | L-Tyrosine (IV) | Sulfare | 4 | - | 3 N Hydrochloric acid | 2 | 1 | ml. | 4037
RM | L-Tyrosine (IV) | Sulfare | 4 | - | Barium chloride TS. | 2 | 1 | ml. | 4015
RM | L-Tyrosine (IV) | Sulfare | 4 | - | Glass tube 50 ml. | 4 | 2 | pcs | -
RM | L-Tyrosine (IV) | Sulfare | 4 | - | Beaker 50 ml. | 4 | 3 | pcs | -
RM | L-Tyrosine (IV) | Sulfare | 4 | - | Analytical balance 4 dg | 5 | 5 | min | -
RM | L-Tyrosine (IV) | Sulfare | 4 | - | Analytical balance 5 dg | 5 | 5 | min | -
RM | L-Tyrosine (IV) | Iron | 4 | - | 2 N Sulfuric acid | 2 | 20 | ml. | 4094
RM | L-Tyrosine (IV) | Iron | 4 | - | Pipet 10 ml. | 4 | 2 | pcs | -
RM | L-Tyrosine (IV) | Iron | 4 | - | Volumetric flask 1000 ml. | 4 | 1 | pcs | -
RM | L-Tyrosine (IV) | Iron | 4 | - | Beaker 100 ml. | 4 | 1 | pcs | -
RM | L-Tyrosine (IV) | Iron | 4 | - | Ammonium thiocyanate | 2 | 30 | g. | 4013
RM | L-Tyrosine (IV) | Iron | 4 | - | Volumetric flask 100 ml. | 4 | 1 | pcs | -
RM | L-Tyrosine (IV) | Iron | 4 | H002 | Hydrochloric acid | 1 | 2 | ml. | -
RM | L-Tyrosine (IV) | Iron | 4 | - | Pipet 2 ml. | 4 | 1 | pcs | -
RM | L-Tyrosine (IV) | Iron | 4 | A031 | Ammonium peroxydisulfate | 1 | 0.05 | g. | -
RM | L-Tyrosine (IV) | Iron | 4 | - | Analytical balance 4 dg | 5 | 5 | min | -
RM | L-Tyrosine (IV) | Iron | 4 | - | Analytical balance 5 dg | 5 | 5 | min | -
RM | L-Tyrosine (IV) | Related compounds | 1 | - | Isopropyl alcohol | 2 | 70 | ml. | None in WI
RM | L-Tyrosine (IV) | Related compounds | 1 | A004 | Ammonia solution 25%, 2.5L | 1 | 30 | ml. | -
RM | L-Tyrosine (IV) | Related compounds | 1 | - | 2 N Acetic acid TS. | 2 | 5 | ml. | 4192
RM | L-Tyrosine (IV) | Related compounds | 1 | B009 | B 1-Butanol | 1 | 95 | ml. | -
RM | L-Tyrosine (IV) | Related compounds | 1 | - | Ninhydrin TS. | 2 | 0.2 | g. | 1009
RM | L-Tyrosine (IV) | Related compounds | 1 | - | Beaker 50 ml. | 4 | 5 | pcs | -
RM | L-Tyrosine (IV) | Related compounds | 1 | - | Pipet 10 ml. | 4 | 1 | pcs | -
RM | L-Tyrosine (IV) | Related compounds | 1 | - | Pipet 5 ml. | 4 | 1 | pcs | -
RM | L-Tyrosine (IV) | Related compounds | 1 | - | Cylinder 100 ml. | 4 | 1 | pcs | -
RM | L-Tyrosine (IV) | Related compounds | 1 | - | Beaker 250 ml. | 4 | 2 | pcs | -
RM | L-Tyrosine (IV) | Related compounds | 1 | - | TLC siliga gel | 3 | 1 | pcs | -
RM | L-Tyrosine (IV) | Related compounds | 1 | - | Glass jar (25 cm*25 cm) | 4 | 1 | pcs | -
RM | L-Tyrosine (IV) | Related compounds | 1 | - | Hot air oven | 5 | 15 | min | -
RM | L-Tyrosine (IV) | Related compounds | 1 | - | Needle injection 10 ul. | 4 | 1 | pcs | -
RM | L-Tyrosine (IV) | Related compounds | 1 | - | ชุดสเปรย์ developing solvent | 4 | 1 | pcs | -
RM | L-Tyrosine (IV) | Related compounds | 1 | - | Analytical balance 4 dg | 5 | 5 | min | -
RM | L-Tyrosine (IV) | Related compounds | 1 | - | Analytical balance 5 dg | 5 | 5 | min | -
RM | L-Tyrosine (IV) | Related compounds | 1 | - | 0.1 N Ammonia TS. | 2 | 16 | ml. | 4109
RM | L-Tyrosine (IV) | Related compounds | 1 | - | Volumetric flask 25 ml. | 4 | 1 | pcs | -
RM | L-Tyrosine (IV) | Optical rotation | 1 | - | Volumetric flask 100 ml. | 4 | 3 | pcs | -
RM | L-Tyrosine (IV) | Optical rotation | 1 | - | Analytical balance 4 dg | 5 | 5 | min | -
RM | L-Tyrosine (IV) | Optical rotation | 1 | - | Measurements of optical | 5 | 5 | min | -
RM | L-Tyrosine (IV) | Optical rotation | 3 | - | 1 N Hydrochloric acid TS. | 2 | 100 | ml. | 4035
RM | L-Tyrosine (IV) | Loss on drying | 1 | - | Hot air oven | 5 | 120 | min | -
RM | L-Tyrosine (IV) | Loss on drying | 1 | - | Analytical balance 4 dg | 5 | 5 | min | -
RM | L-Tyrosine (IV) | Loss on drying | 1 | - | Weighting bottle | 4 | 3 | pcs | -
RM | L-Glutamic acid (IV) | Identification | 1 | - | FT-NIR | 5 | 5 | min | -
RM | L-Glutamic acid (IV) | Assay | 1 | - | Beaker plastic 100 ml. | 4 | 4 | pcs. | -
RM | L-Glutamic acid (IV) | Assay | 1 | - | Autotritrator | 5 | 20 | min | -
RM | L-Glutamic acid (IV) | Assay | 1 | - | Pipet 3 ml. | 4 | 1 | pcs. | -
RM | L-Glutamic acid (IV) | Assay | 1 | - | Cylinder 50 ml. | 4 | 1 | pcs. | -
RM | L-Glutamic acid (IV) | Assay | 1 | F005 | Formic acid | 1 | 6 | ml. | -
RM | L-Glutamic acid (IV) | Assay | 1 | A020 | Acetic acid, Glacial | 1 | 50 | ml. | -
RM | L-Glutamic acid (IV) | Assay | 4 | - | 0.1 N Perchloric acid VS. | 2 | 10 | ml. | 3017
RM | L-Glutamic acid (IV) | Assay | 1 | - | Analytical balance 4 dg | 5 | 5 | min | -
RM | L-Glutamic acid (IV) | Assay | 1 | - | Analytical balance 5 dg | 5 | 5 | min | -
RM | L-Glutamic acid (IV) | Residue on ignition | 1 | - | Crucible 50 ml. | 4 | 3 | pcs | -
RM | L-Glutamic acid (IV) | Residue on ignition | 3 | S016 | Sulfuric acid | 1 | 1 | ml. | -
RM | L-Glutamic acid (IV) | Residue on ignition | 1 | - | Hot plate | 4 | 1 | pcs | -
RM | L-Glutamic acid (IV) | Residue on ignition | 1 | - | Muffle furnace | 4 | 480 | min | -
RM | L-Glutamic acid (IV) | Residue on ignition | 1 | - | Analytical balance 4 dg | 5 | 5 | min | -
RM | L-Glutamic acid (IV) | Residue on ignition | 1 | - | Analytical balance 5 dg | 5 | 5 | min | -
RM | L-Glutamic acid (IV) | Chloride | 4 | - | Glass tube 50 ml. | 4 | 4 | pcs | -
RM | L-Glutamic acid (IV) | Chloride | 4 | - | Pipet 1 ml. | 4 | 3 | pcs | -
RM | L-Glutamic acid (IV) | Chloride | 4 | - | Beaker 50 ml. | 4 | 3 | pcs | -
RM | L-Glutamic acid (IV) | Chloride | 4 | - | 0.02 N Hydrochloric acid TS. | 2 | 0.5 | ml. | None in WI
RM | L-Glutamic acid (IV) | Chloride | 4 | N011 | Nitric acid | 1 | 1 | ml. | -
RM | L-Glutamic acid (IV) | Chloride | 4 | - | 0.1 N Silver nitrate TS. | 2 | 1 | ml. | 4076
RM | L-Glutamic acid (IV) | Chloride | 4 | - | Analytical balance 4 dg | 5 | 5 | min | -
RM | L-Glutamic acid (IV) | Chloride | 4 | - | Analytical balance 5 dg | 5 | 5 | min | -
RM | L-Glutamic acid (IV) | Sulfare | 4 | - | 3 N Hydrochloric acid | 2 | 1 | ml. | 4037
RM | L-Glutamic acid (IV) | Sulfare | 4 | - | Barium chloride TS. | 2 | 1 | ml. | 4015
RM | L-Glutamic acid (IV) | Sulfare | 4 | - | Glass tube 50 ml. | 4 | 2 | pcs | -
RM | L-Glutamic acid (IV) | Sulfare | 4 | - | Beaker 50 ml. | 4 | 3 | pcs | -
RM | L-Glutamic acid (IV) | Sulfare | 4 | - | Analytical balance 4 dg | 5 | 5 | min | -
RM | L-Glutamic acid (IV) | Sulfare | 4 | - | Analytical balance 5 dg | 5 | 5 | min | -
RM | L-Glutamic acid (IV) | Iron | 4 | - | 2 N Sulfuric acid | 2 | 20 | ml. | 4094
RM | L-Glutamic acid (IV) | Iron | 4 | - | Pipet 10 ml. | 4 | 2 | pcs | -
RM | L-Glutamic acid (IV) | Iron | 4 | - | Volumetric flask 1000 ml. | 4 | 1 | pcs | -
RM | L-Glutamic acid (IV) | Iron | 4 | - | Beaker 100 ml. | 4 | 1 | pcs | -
RM | L-Glutamic acid (IV) | Iron | 4 | - | Ammonium thiocyanate | 2 | 30 | g. | 4013
RM | L-Glutamic acid (IV) | Iron | 4 | - | Volumetric flask 100 ml. | 4 | 1 | pcs | -
RM | L-Glutamic acid (IV) | Iron | 4 | H002 | Hydrochloric acid | 1 | 2 | ml. | -
RM | L-Glutamic acid (IV) | Iron | 4 | - | Pipet 2 ml. | 4 | 1 | pcs | -
RM | L-Glutamic acid (IV) | Iron | 4 | A031 | Ammonium peroxydisulfate | 1 | 0.05 | g. | -
RM | L-Glutamic acid (IV) | Iron | 4 | - | Analytical balance 4 dg | 5 | 5 | min | -
RM | L-Glutamic acid (IV) | Iron | 4 | - | Analytical balance 5 dg | 5 | 5 | min | -
RM | L-Glutamic acid (IV) | Related compounds | 1 | - | Butyl algohol glacial | 2 | 90 | ml. | None in WI
RM | L-Glutamic acid (IV) | Related compounds | 1 | A020 | Acetic acid, Glacial | 1 | 30 | ml. | -
RM | L-Glutamic acid (IV) | Related compounds | 1 | - | 2 N Acetic acid TS. | 2 | 5 | ml. | 4192
RM | L-Glutamic acid (IV) | Related compounds | 1 | B009 | B 1-Butanol | 1 | 95 | ml. | -
RM | L-Glutamic acid (IV) | Related compounds | 1 | - | Ninhydrin TS. | 2 | 0.2 | g. | 1009
RM | L-Glutamic acid (IV) | Related compounds | 1 | - | Beaker 50 ml. | 4 | 5 | pcs | -
RM | L-Glutamic acid (IV) | Related compounds | 1 | - | Pipet 10 ml. | 4 | 1 | pcs | -
RM | L-Glutamic acid (IV) | Related compounds | 1 | - | Pipet 5 ml. | 4 | 1 | pcs | -
RM | L-Glutamic acid (IV) | Related compounds | 1 | - | Cylinder 100 ml. | 4 | 1 | pcs | -
RM | L-Glutamic acid (IV) | Related compounds | 1 | - | Beaker 250 ml. | 4 | 2 | pcs | -
RM | L-Glutamic acid (IV) | Related compounds | 1 | - | TLC siliga gel | 3 | 1 | pcs | -
RM | L-Glutamic acid (IV) | Related compounds | 1 | - | Glass jar (25 cm*25 cm) | 4 | 1 | pcs | -
RM | L-Glutamic acid (IV) | Related compounds | 1 | - | Hot air oven | 5 | 15 | min | -
RM | L-Glutamic acid (IV) | Related compounds | 1 | - | Needle injection 10 ul. | 4 | 1 | pcs | -
RM | L-Glutamic acid (IV) | Related compounds | 1 | - | ชุดสเปรย์ developing solvent | 4 | 1 | pcs | -
RM | L-Glutamic acid (IV) | Related compounds | 1 | - | Analytical balance 4 dg | 5 | 5 | min | -
RM | L-Glutamic acid (IV) | Related compounds | 1 | - | Analytical balance 5 dg | 5 | 5 | min | -
RM | L-Glutamic acid (IV) | Related compounds | 1 | - | 0.1 N Ammonia TS. | 2 | 16 | ml. | 4109
RM | L-Glutamic acid (IV) | Related compounds | 1 | - | Volumetric flask 25 ml. | 4 | 1 | pcs | -
RM | L-Glutamic acid (IV) | Optical rotation | 1 | - | Volumetric flask 100 ml. | 4 | 3 | pcs | -
RM | L-Glutamic acid (IV) | Optical rotation | 1 | - | Analytical balance 4 dg | 5 | 5 | min | -
RM | L-Glutamic acid (IV) | Optical rotation | 1 | - | Measurements of optical | 5 | 5 | min | -
RM | L-Glutamic acid (IV) | Optical rotation | 3 | - | 2 N Hydrochloric acid | 2 | 100 | ml. | 4036
RM | L-Glutamic acid (IV) | Loss on drying | 1 | - | Hot air oven | 5 | 120 | min | -
RM | L-Glutamic acid (IV) | Loss on drying | 1 | - | Analytical balance 4 dg | 5 | 5 | min | -
RM | L-Glutamic acid (IV) | Loss on drying | 1 | - | Weighting bottle | 4 | 3 | pcs | -
RM | L-Serine (IV) | Identification | 1 | - | FT-NIR | 5 | 5 | min | -
RM | L-Serine (IV) | Assay | 1 | - | Beaker plastic 100 ml. | 4 | 4 | pcs. | -
RM | L-Serine (IV) | Assay | 1 | - | Autotritrator | 5 | 20 | min | -
RM | L-Serine (IV) | Assay | 1 | - | Pipet 3 ml. | 4 | 1 | pcs. | -
RM | L-Serine (IV) | Assay | 1 | - | Cylinder 50 ml. | 4 | 1 | pcs. | -
RM | L-Serine (IV) | Assay | 1 | F005 | Formic acid | 1 | 6 | ml. | -
RM | L-Serine (IV) | Assay | 1 | A020 | Acetic acid, Glacial | 1 | 50 | ml. | -
RM | L-Serine (IV) | Assay | 4 | - | 0.1 N Perchloric acid VS. | 2 | 10 | ml. | 3017
RM | L-Serine (IV) | Assay | 1 | - | Analytical balance 4 dg | 5 | 5 | min | -
RM | L-Serine (IV) | Assay | 1 | - | Analytical balance 5 dg | 5 | 5 | min | -
RM | L-Serine (IV) | Residue on ignition | 1 | - | Crucible 50 ml. | 4 | 3 | pcs | -
RM | L-Serine (IV) | Residue on ignition | 3 | S016 | Sulfuric acid | 1 | 1 | ml. | -
RM | L-Serine (IV) | Residue on ignition | 1 | - | Hot plate | 4 | 1 | pcs | -
RM | L-Serine (IV) | Residue on ignition | 1 | - | Muffle furnace | 4 | 480 | min | -
RM | L-Serine (IV) | Residue on ignition | 1 | - | Analytical balance 4 dg | 5 | 5 | min | -
RM | L-Serine (IV) | Residue on ignition | 1 | - | Analytical balance 5 dg | 5 | 5 | min | -
RM | L-Serine (IV) | Chloride | 4 | - | Glass tube 50 ml. | 4 | 4 | pcs | -
RM | L-Serine (IV) | Chloride | 4 | - | Pipet 1 ml. | 4 | 3 | pcs | -
RM | L-Serine (IV) | Chloride | 4 | - | Beaker 50 ml. | 4 | 3 | pcs | -
RM | L-Serine (IV) | Chloride | 4 | - | 0.02 N Hydrochloric acid TS. | 2 | 0.5 | ml. | None in WI
RM | L-Serine (IV) | Chloride | 4 | N011 | Nitric acid | 1 | 1 | ml. | -
RM | L-Serine (IV) | Chloride | 4 | - | 0.1 N Silver nitrate TS. | 2 | 1 | ml. | 4076
RM | L-Serine (IV) | Chloride | 4 | - | Analytical balance 4 dg | 5 | 5 | min | -
RM | L-Serine (IV) | Chloride | 4 | - | Analytical balance 5 dg | 5 | 5 | min | -
RM | L-Serine (IV) | Sulfare | 4 | - | 3 N Hydrochloric acid | 2 | 1 | ml. | 4037
RM | L-Serine (IV) | Sulfare | 4 | - | Barium chloride TS. | 2 | 1 | ml. | 4015
RM | L-Serine (IV) | Sulfare | 4 | - | Glass tube 50 ml. | 4 | 2 | pcs | -
RM | L-Serine (IV) | Sulfare | 4 | - | Beaker 50 ml. | 4 | 3 | pcs | -
RM | L-Serine (IV) | Sulfare | 4 | - | Analytical balance 4 dg | 5 | 5 | min | -
RM | L-Serine (IV) | Sulfare | 4 | - | Analytical balance 5 dg | 5 | 5 | min | -
RM | L-Serine (IV) | Iron | 4 | - | 2 N Sulfuric acid | 2 | 20 | ml. | 4094
RM | L-Serine (IV) | Iron | 4 | - | Pipet 10 ml. | 4 | 2 | pcs | -
RM | L-Serine (IV) | Iron | 4 | - | Volumetric flask 1000 ml. | 4 | 1 | pcs | -
RM | L-Serine (IV) | Iron | 4 | - | Beaker 100 ml. | 4 | 1 | pcs | -
RM | L-Serine (IV) | Iron | 4 | - | Ammonium thiocyanate | 2 | 30 | g. | 4013
RM | L-Serine (IV) | Iron | 4 | - | Volumetric flask 100 ml. | 4 | 1 | pcs | -
RM | L-Serine (IV) | Iron | 4 | H002 | Hydrochloric acid | 1 | 2 | ml. | -
RM | L-Serine (IV) | Iron | 4 | - | Pipet 2 ml. | 4 | 1 | pcs | -
RM | L-Serine (IV) | Iron | 4 | A031 | Ammonium peroxydisulfate | 1 | 0.05 | g. | -
RM | L-Serine (IV) | Iron | 4 | - | Analytical balance 4 dg | 5 | 5 | min | -
RM | L-Serine (IV) | Iron | 4 | - | Analytical balance 5 dg | 5 | 5 | min | -
RM | L-Serine (IV) | Related compounds | 1 | - | Butyl algohol glacial | 2 | 90 | ml. | None in WI
RM | L-Serine (IV) | Related compounds | 1 | A020 | Acetic acid, Glacial | 1 | 30 | ml. | -
RM | L-Serine (IV) | Related compounds | 1 | - | 2 N Acetic acid TS. | 2 | 5 | ml. | 4192
RM | L-Serine (IV) | Related compounds | 1 | B009 | B 1-Butanol | 1 | 95 | ml. | -
RM | L-Serine (IV) | Related compounds | 1 | - | Ninhydrin TS. | 2 | 0.2 | g. | 1009
RM | L-Serine (IV) | Related compounds | 1 | - | Beaker 50 ml. | 4 | 5 | pcs | -
RM | L-Serine (IV) | Related compounds | 1 | - | Pipet 10 ml. | 4 | 1 | pcs | -
RM | L-Serine (IV) | Related compounds | 1 | - | Pipet 5 ml. | 4 | 1 | pcs | -
RM | L-Serine (IV) | Related compounds | 1 | - | Cylinder 100 ml. | 4 | 1 | pcs | -
RM | L-Serine (IV) | Related compounds | 1 | - | Beaker 250 ml. | 4 | 2 | pcs | -
RM | L-Serine (IV) | Related compounds | 1 | - | TLC siliga gel | 3 | 1 | pcs | -
RM | L-Serine (IV) | Related compounds | 1 | - | Glass jar (25 cm*25 cm) | 4 | 1 | pcs | -
RM | L-Serine (IV) | Related compounds | 1 | - | Hot air oven | 5 | 15 | min | -
RM | L-Serine (IV) | Related compounds | 1 | - | Needle injection 10 ul. | 4 | 1 | pcs | -
RM | L-Serine (IV) | Related compounds | 1 | - | ชุดสเปรย์ developing solvent | 4 | 1 | pcs | -
RM | L-Serine (IV) | Related compounds | 1 | - | Analytical balance 4 dg | 5 | 5 | min | -
RM | L-Serine (IV) | Related compounds | 1 | - | Analytical balance 5 dg | 5 | 5 | min | -
RM | L-Serine (IV) | Related compounds | 1 | - | 0.1 N Ammonia TS. | 2 | 16 | ml. | 4109
RM | L-Serine (IV) | Related compounds | 1 | - | Volumetric flask 25 ml. | 4 | 1 | pcs | -
RM | L-Serine (IV) | Optical rotation | 1 | - | Volumetric flask 100 ml. | 4 | 3 | pcs | -
RM | L-Serine (IV) | Optical rotation | 1 | - | Analytical balance 4 dg | 5 | 5 | min | -
RM | L-Serine (IV) | Optical rotation | 1 | - | Measurements of optical | 5 | 5 | min | -
RM | L-Serine (IV) | Optical rotation | 3 | - | 0.1 N Hydrochloric acid TS. | 2 | 100 | ml. | 4041
RM | L-Serine (IV) | Loss on drying | 1 | - | Hot air oven | 5 | 120 | min | -
RM | L-Serine (IV) | Loss on drying | 1 | - | Analytical balance 4 dg | 5 | 5 | min | -
RM | L-Serine (IV) | Loss on drying | 1 | - | Weighting bottle | 4 | 3 | pcs | -
RM | Maltodextrin DE- 12 | Description | 1 | - | None | None | None | None | -
RM | Maltodextrin DE- 12 | Identification | 1 | - | Glass tube 50 ml. | 4 | 1 | pcs | -
RM | Maltodextrin DE- 12 | Identification | 1 | - | Pipet 5 ml. | 4 | 1 | pcs | -
RM | Maltodextrin DE- 12 | Identification | 1 | - | Analytical balance 4 dg | 5 | 5 | min | -
RM | Maltodextrin DE- 12 | Identification | 1 | - | Alkaline cupric tartrate TS. | 2 | 5 | ml. | 4165
RM | Maltodextrin DE- 12 | Identification | 1 | - | Hot plate | 4 | 1 | pcs | -
RM | Maltodextrin DE- 12 | Assay | 1 | - | Analytical balance 4 dg | 5 | 5 | min | -
RM | Maltodextrin DE- 12 | Assay | 3 | - | Beaker 150 ml. | 4 | 1 | pcs | -
RM | Maltodextrin DE- 12 | Assay | 3 | - | Volumetric flask 500 ml. | 4 | 1 | pcs | -
RM | Maltodextrin DE- 12 | Assay | 1 | - | Pipet 25 ml. | 4 | 1 | pcs | -
RM | Maltodextrin DE- 12 | Assay | 1 | - | Fehling (I) solution | 2 | 50 | ml. | 3004
RM | Maltodextrin DE- 12 | Assay | 1 | - | Fehling solution (II) | 2 | 50 | ml. | 4030
RM | Maltodextrin DE- 12 | Assay | 1 | - | Beaker 250 ml. | 4 | 1 | pcs | -
RM | Maltodextrin DE- 12 | Assay | 3 | - | Iodine flask 250 ml. | 4 | 1 | pcs | -
RM | Maltodextrin DE- 12 | Assay | 1 | - | Burette 50 ml. | 4 | 1 | pcs | -
RM | Maltodextrin DE- 12 | Assay | 3 | - | Methylene blue TS. | 2 | 0.2 | ml. | 1004
RM | Maltodextrin DE- 12 | Assay | 3 | - | Hot plate | 4 | 2 | min | -
RM | Maltodextrin DE- 12 | Lead (AS Pb) | 1 | - | Analytical balance 4 dg | 5 | 5 | min | -
RM | Maltodextrin DE- 12 | Lead (AS Pb) | 3 | - | Beaker 50 ml. | 4 | 1 | pcs | -
RM | Maltodextrin DE- 12 | Lead (AS Pb) | 3 | - | Volumetric flask 50 ml. | 4 | 1 | pcs | -
RM | Maltodextrin DE- 12 | Lead (AS Pb) | 1 | - | Volumetric flask 100 ml. | 4 | 6 | pcs | -
RM | Maltodextrin DE- 12 | Lead (AS Pb) | 1 | S016 | Sulfuric acid | 1 | 36 | ml. | -
RM | Maltodextrin DE- 12 | Lead (AS Pb) | 1 | H002 | Hydrochloric acid | 1 | 45 | ml. | -
RM | Maltodextrin DE- 12 | Lead (AS Pb) | 1 | - | Atomic absorbtion meter | 5 | 120 | min | -
RM | Maltodextrin DE- 12 | Lead (AS Pb) | 1 | - | Pipet 1 ml. | 4 | 1 | pcs | -
RM | Maltodextrin DE- 12 | Lead (AS Pb) | 1 | - | Pipet 10 ml. | 4 | 2 | pcs | -
RM | Maltodextrin DE- 12 | Protein | 1 | - | Analytical balance 4 dg | 5 | 5 | min | -
RM | Maltodextrin DE- 12 | Protein | 2 | - | Tin foil | 3 | 1 | pcs | -
RM | Maltodextrin DE- 12 | Protein | 2 | - | Nitrogen determination (LECO) | 5 | 4 | min | -
RM | Maltodextrin DE- 12 | Protein | 1 | E009 | EDTA for LECO | 1 | 0.5 | g. | -
RM | Maltodextrin DE- 12 | Residue on ignition | 1 | - | Crucible 50 ml. | 4 | 3 | pcs | -
RM | Maltodextrin DE- 12 | Residue on ignition | 3 | S016 | Sulfuric acid | 1 | 1 | ml. | -
RM | Maltodextrin DE- 12 | Residue on ignition | 1 | - | Hot plate | 4 | 1 | pcs | -
RM | Maltodextrin DE- 12 | Residue on ignition | 1 | - | Muffle furnace | 4 | 480 | min | -
RM | Maltodextrin DE- 12 | Residue on ignition | 1 | - | Analytical balance 4 dg | 5 | 5 | min | -
RM | Maltodextrin DE- 12 | Residue on ignition | 1 | - | Analytical balance 5 dg | 5 | 5 | min | -
RM | Maltodextrin DE- 12 | Sulfur dioxide | 1 | - | Refer COA | None | None | None | -
RM | Maltodextrin DE- 12 | Total solids | 1 | - | Analytical balance 4 dg | 5 | 5 | min | -
RM | Maltodextrin DE- 12 | Total solids | 3 | - | Beaker 250 ml. | 4 | 1 | pcs | -
RM | Maltodextrin DE- 12 | Total solids | 3 | - | Stirring rod | 4 | 1 | pcs | -
RM | Maltodextrin DE- 12 | Total solids | 1 | - | Hot plate | 4 | 1 | pcs | -
RM | Maltodextrin DE- 12 | Total solids | 1 | - | Refractometer | 5 | 5 | min | -
RM | Maltodextrin DE- 12 | Chloride | 1 | - | Analytical balance 4 dg | 5 | 5 | min | -
RM | Maltodextrin DE- 12 | Chloride | 3 | - | Beaker 50 ml. | 4 | 1 | pcs | -
RM | Maltodextrin DE- 12 | Chloride | 1 | - | Magnetic bar | 4 | 1 | pcs | -
RM | Maltodextrin DE- 12 | Chloride | 1 | - | Magnetic stirrer | 4 | 1 | pcs | -
RM | Maltodextrin DE- 12 | Chloride | 1 | - | Salt analyzer | 5 | 1 | min | -
RM | Maltodextrin DE- 12 | Chloride | 1 | - | Solution A TS. (For chloride counter) | 2 | 20 | ml. | 4091
RM | Maltodextrin DE- 12 | Chloride | 1 | - | Gelatin TS. (0.5%) | 2 | 5 | ml. | 4034
RM | Maltodextrin DE- 12 | Chloride | 1 | - | Pipet 200 ul. | 4 | 1 | pcs | -
RM | Maltodextrin DE- 12 | Sodium + Potassium | 1 | - | Analytical balance 4 dg | 5 | 5 | min | -
RM | Maltodextrin DE- 12 | Sodium + Potassium | 3 | - | Beaker 100 ml. | 4 | 1 | pcs | -
RM | Maltodextrin DE- 12 | Sodium + Potassium | 3 | - | Volumetric flask 100 ml. | 4 | 1 | pcs | -
RM | Maltodextrin DE- 12 | Sodium + Potassium | 1 | - | Volumetric flask 200 ml. | 4 | 1 | pcs | -
RM | Maltodextrin DE- 12 | Sodium + Potassium | 1 | - | ICP-OES | 5 | 60 | min | -
RM | Maltodextrin DE- 12 | Sodium + Potassium | 1 | - | Pipet 1 ml. | 4 | 2 | pcs | -
RM | Glucidex | Description | 1 | - | None | None | None | None | -
RM | Glucidex | Identification | 1 | - | Glass tube 50 ml. | 4 | 1 | pcs | -
RM | Glucidex | Identification | 1 | - | Pipet 5 ml. | 4 | 1 | pcs | -
RM | Glucidex | Identification | 1 | - | Analytical balance 4 dg | 5 | 5 | min | -
RM | Glucidex | Identification | 1 | - | Alkaline cupric tartrate TS. | 2 | 5 | ml. | 4165
RM | Glucidex | Identification | 1 | - | Hot plate | 4 | 1 | pcs | -
RM | Glucidex | Assay | 1 | - | Analytical balance 4 dg | 5 | 5 | min | -
RM | Glucidex | Assay | 3 | - | Beaker 150 ml. | 4 | 1 | pcs | -
RM | Glucidex | Assay | 3 | - | Volumetric flask 500 ml. | 4 | 1 | pcs | -
RM | Glucidex | Assay | 1 | - | Pipet 25 ml. | 4 | 1 | pcs | -
RM | Glucidex | Assay | 1 | - | Fehling (I) solution | 2 | 50 | ml. | 3004
RM | Glucidex | Assay | 1 | - | Fehling solution (II) | 2 | 50 | ml. | 4030
RM | Glucidex | Assay | 1 | - | Beaker 250 ml. | 4 | 1 | pcs | -
RM | Glucidex | Assay | 3 | - | Iodine flask 250 ml. | 4 | 1 | pcs | -
RM | Glucidex | Assay | 1 | - | Burette 50 ml. | 4 | 1 | pcs | -
RM | Glucidex | Assay | 3 | - | Methylene blue TS. | 2 | 0.2 | ml. | 1004
RM | Glucidex | Assay | 3 | - | Hot plate | 4 | 2 | min | -
RM | Glucidex | Lead (AS Pb) | 1 | - | Analytical balance 4 dg | 5 | 5 | min | -
RM | Glucidex | Lead (AS Pb) | 3 | - | Beaker 50 ml. | 4 | 1 | pcs | -
RM | Glucidex | Lead (AS Pb) | 3 | - | Volumetric flask 50 ml. | 4 | 1 | pcs | -
RM | Glucidex | Lead (AS Pb) | 1 | - | Volumetric flask 100 ml. | 4 | 6 | pcs | -
RM | Glucidex | Lead (AS Pb) | 1 | S016 | Sulfuric acid | 1 | 36 | ml. | -
RM | Glucidex | Lead (AS Pb) | 1 | H002 | Hydrochloric acid | 1 | 45 | ml. | -
RM | Glucidex | Lead (AS Pb) | 1 | - | Atomic absorbtion meter | 5 | 120 | min | -
RM | Glucidex | Lead (AS Pb) | 1 | - | Pipet 1 ml. | 4 | 1 | pcs | -
RM | Glucidex | Lead (AS Pb) | 1 | - | Pipet 10 ml. | 4 | 2 | pcs | -
RM | Glucidex | Protein | 1 | - | Analytical balance 4 dg | 5 | 5 | min | -
RM | Glucidex | Protein | 2 | - | Tin foil | 3 | 1 | pcs | -
RM | Glucidex | Protein | 2 | - | Nitrogen determination (LECO) | 5 | 4 | min | -
RM | Glucidex | Protein | 1 | E009 | EDTA for LECO | 1 | 0.5 | g. | -
RM | Glucidex | Residue on ignition | 1 | - | Crucible 50 ml. | 4 | 3 | pcs | -
RM | Glucidex | Residue on ignition | 3 | S016 | Sulfuric acid | 1 | 1 | ml. | -
RM | Glucidex | Residue on ignition | 1 | - | Hot plate | 4 | 1 | pcs | -
RM | Glucidex | Residue on ignition | 1 | - | Muffle furnace | 4 | 480 | min | -
RM | Glucidex | Residue on ignition | 1 | - | Analytical balance 4 dg | 5 | 5 | min | -
RM | Glucidex | Residue on ignition | 1 | - | Analytical balance 5 dg | 5 | 5 | min | -
RM | Glucidex | Sulfur dioxide | 1 | - | Refer COA | None | None | None | -
RM | Glucidex | Total solids | 1 | - | Analytical balance 4 dg | 5 | 5 | min | -
RM | Glucidex | Total solids | 3 | - | Beaker 250 ml. | 4 | 1 | pcs | -
RM | Glucidex | Total solids | 3 | - | Stirring rod | 4 | 1 | pcs | -
RM | Glucidex | Total solids | 1 | - | Hot plate | 4 | 1 | pcs | -
RM | Glucidex | Total solids | 1 | - | Refractometer | 5 | 5 | min | -
RM | Glucidex | Chloride | 1 | - | Analytical balance 4 dg | 5 | 5 | min | -
RM | Glucidex | Chloride | 3 | - | Beaker 50 ml. | 4 | 1 | pcs | -
RM | Glucidex | Chloride | 1 | - | Magnetic bar | 4 | 1 | pcs | -
RM | Glucidex | Chloride | 1 | - | Magnetic stirrer | 4 | 1 | pcs | -
RM | Glucidex | Chloride | 1 | - | Salt analyzer | 5 | 1 | min | -
RM | Glucidex | Chloride | 1 | - | Solution A TS. (For chloride counter) | 2 | 20 | ml. | 4091
RM | Glucidex | Chloride | 1 | - | Gelatin TS. (0.5%) | 2 | 5 | ml. | 4034
RM | Glucidex | Chloride | 1 | - | Pipet 200 ul. | 4 | 1 | pcs | -
RM | Glucidex | Sodium + Potassium | 1 | - | Analytical balance 4 dg | 5 | 5 | min | -
RM | Glucidex | Sodium + Potassium | 3 | - | Beaker 100 ml. | 4 | 1 | pcs | -
RM | Glucidex | Sodium + Potassium | 3 | - | Volumetric flask 100 ml. | 4 | 1 | pcs | -
RM | Glucidex | Sodium + Potassium | 1 | - | Volumetric flask 200 ml. | 4 | 1 | pcs | -
RM | Glucidex | Sodium + Potassium | 1 | - | ICP-OES | 5 | 60 | min | -
RM | Glucidex | Sodium + Potassium | 1 | - | Pipet 1 ml. | 4 | 2 | pcs | -
RM | Sucrose | Description | 1 | - | Analytical balance 4 dg | 5 | 5 | min | -
RM | Sucrose | Description | 1 | E007 | Ethanol | 1 | 1 | ml. | -
RM | Sucrose | Description | 1 | - | Glass tube 50 ml. | 4 | 1 | pcs | -
RM | Sucrose | Description | 1 | D022 | Diethyl ether | 1 | 1 | ml. | -
RM | Sucrose | Description | 1 | C015 | Chloroform | 1 | 1 | ml. | -
RM | Sucrose | Description | 1 | - | Pipet 1 ml. | 4 | 3 | pcs | -
RM | Sucrose | Specific rotation | 1 | - | Analytical balance 4 dg | 5 | 5 | min | -
RM | Sucrose | Specific rotation | 3 | - | Beaker 150 ml. | 4 | 1 | pcs | -
RM | Sucrose | Specific rotation | 3 | - | Magnetic bar | 4 | 1 | pcs | -
RM | Sucrose | Specific rotation | 3 | - | Magnetic stirrer | 4 | 1 | pcs | -
RM | Sucrose | Specific rotation | 3 | - | Volumetric flask 100 ml. | 4 | 1 | pcs | -
RM | Sucrose | Specific rotation | 1 | - | Polarimeter | 5 | 30 | min. | -
RM | Sucrose | Clarity and color | 3 | - | Beaker 150 ml. | 4 | 1 | pcs | -
RM | Sucrose | Clarity and color | 3 | - | Glass tube 50 ml. | 4 | 1 | pcs | -
RM | Sucrose | Clarity and color | 1 | - | Pipet 50 ml. | 4 | 3 | pcs | -
RM | Sucrose | Chloride | 1 | - | Pipet 20 ml. | 4 | 1 | pcs | -
RM | Sucrose | Chloride | 1 | - | Pipet 10 ml. | 4 | 1 | pcs | -
RM | Sucrose | Chloride | 1 | - | Pipet 1 ml. | 4 | 2 | pcs | -
RM | Sucrose | Chloride | 1 | - | Analytical balance 4 dg | 5 | 5 | min | -
RM | Sucrose | Chloride | 3 | - | Beaker 150 ml. | 4 | 1 | pcs | -
RM | Sucrose | Chloride | 1 | - | Glass tube 50 ml. | 4 | 4 | pcs | -
RM | Sucrose | Chloride | 4 | - | Dilute nitric acid | 2 | 6 | ml. | 4168
RM | Sucrose | Chloride | 4 | - | 0.1 N Silver nitrate TS. | 2 | 4 | ml. | 4076
RM | Sucrose | Chloride | 1 | - | 0.01 N Hydrochloric acid | 2 | 0.3 | ml. | 4043
RM | Sucrose | Sulfare | 1 | - | Pipet 1 ml. | 4 | 3 | pcs | -
RM | Sucrose | Sulfare | 1 | - | Glass tube 50 ml. | 4 | 4 | pcs | -
RM | Sucrose | Sulfare | 1 | - | Pipet 40 ml. | 4 | 1 | pcs | -
RM | Sucrose | Sulfare | 4 | - | Dilute hydrochloric acid | 2 | 4 | ml. | 4045
RM | Sucrose | Sulfare | 4 | - | Barium chloride TS. | 2 | 4 | ml. | 4015
RM | Sucrose | Sulfare | 1 | - | 0.01 N Sulfuric acid TS. | 2 | 0.5 | ml. | 4098
RM | Sucrose | Calsium | 1 | - | Pipet 10 ml. | 4 | 1 | pcs | -
RM | Sucrose | Calsium | 3 | - | Glass tube 50 ml. | 4 | 1 | pcs | -
RM | Sucrose | Calsium | 3 | - | Ammonium oxalate TS. | 2 | 1 | ml. | None in WI
RM | Sucrose | Heavy metals | 1 | - | Analytical balance 4 dg | 5 | 5 | min | -
RM | Sucrose | Heavy metals | 1 | - | Glass tube 50 ml. | 4 | 4 | pcs | -
RM | Sucrose | Heavy metals | 1 | - | Pipet 2 ml. | 4 | 1 | pcs | -
RM | Sucrose | Heavy metals | 1 | - | Pipet 1 ml. | 4 | 1 | pcs | -
RM | Sucrose | Heavy metals | 1 | - | Dilute acetic acid | 2 | 8 | ml. | 4110
RM | Sucrose | Heavy metals | 1 | - | Sodium sulfide | 2 | 1 | ml. | 4087
RM | Sucrose | Loss on drying | 1 | - | Hot air oven | 5 | 120 | min | -
RM | Sucrose | Loss on drying | 1 | - | Analytical balance 4 dg | 5 | 5 | min | -
RM | Sucrose | Loss on drying | 1 | - | Weighting bottle | 4 | 3 | pcs | -
RM | Sucrose | Arsenic | 1 | - | Analytical balance 4 dg | 5 | 5 | min | -
RM | Sucrose | Arsenic | 1 | - | Pipet 10 ml. | 4 | 1 | pcs | -
RM | Sucrose | Arsenic | 1 | - | Pipet 5 ml. | 4 | 2 | pcs | -
RM | Sucrose | Arsenic | 1 | - | Pipet 1 ml. | 4 | 4 | pcs | -
RM | Sucrose | Arsenic | 1 | - | Pipet 2 ml. | 4 | 1 | pcs | -
RM | Sucrose | Arsenic | 1 | - | Pipet 3 ml. | 4 | 2 | pcs | -
RM | Sucrose | Arsenic | 1 | - | Pipet 20 ml. | 4 | 1 | pcs | -
RM | Sucrose | Arsenic | 1 | - | Beaker 50 ml. | 4 | 1 | pcs | -
RM | Sucrose | Arsenic | 1 | - | Volumetric flask 100 ml. | 4 | 4 | pcs | -
RM | Sucrose | Arsenic | 1 | - | Volumetric flask 50 ml. | 4 | 2 | pcs | -
RM | Sucrose | Arsenic | 1 | - | Volumetric flask 500 ml. | 4 | 1 | pcs | -
RM | Sucrose | Arsenic | 1 | - | Volumetric flask 1000 ml. | 4 | 1 | pcs | -
RM | Sucrose | Arsenic | 1 | - | Generator bottle | 4 | 4 | pcs | -
RM | Sucrose | Arsenic | 1 | - | อุปกรณ์ Arsenic | 4 | 4 | pcs | -
RM | Sucrose | Arsenic | 1 | - | Arseni trioxide | 2 | 0.1 | g. | None in WI
RM | Sucrose | Arsenic | 1 | P045 | Propan-2-ol RS for HPLC | 1 | 4 | ml. | -
RM | Sucrose | Arsenic | 1 | - | Sodium hydroxide solution (1 in 5) | 2 | 5 | ml. | None in WI
RM | Sucrose | Arsenic | 1 | - | 2 N Sulfuric acid | 2 | 50 | ml. | 4094
RM | Sucrose | Arsenic | 1 | - | 7 N Sulfuric acid | 2 | 500 | ml. | None in WI
RM | Sucrose | Arsenic | 1 | - | Tin (II) chloride | 2 | 100 | ml. | 4190
RM | Sucrose | Arsenic | 1 | - | Lead (II) acetate | 2 | 100 | ml. | 4112
RM | Sucrose | Arsenic | 1 | - | Absorbing solution | 2 | 100 | ml. | 4187
RM | Sucrose | Arsenic | 1 | - | Potassium iodide TS. | 2 | 50 | ml. | 4113
RM | Sucrose | Residue on ignition | 1 | - | Crucible 50 ml. | 4 | 3 | pcs | -
RM | Sucrose | Residue on ignition | 3 | S016 | Sulfuric acid | 1 | 1 | ml. | -
RM | Sucrose | Residue on ignition | 1 | - | Hot plate | 4 | 1 | pcs | -
RM | Sucrose | Residue on ignition | 1 | - | Muffle furnace | 4 | 480 | min | -
RM | Sucrose | Residue on ignition | 1 | - | Analytical balance 4 dg | 5 | 5 | min | -
RM | Sucrose | Residue on ignition | 1 | - | Analytical balance 5 dg | 5 | 5 | min | -
RM | MCT Oil | Appearance | 1 | - | None | None | None | None | -
RM | MCT Oil | Specific gravity | 1 | - | Analytical balance 4 dg | 5 | 5 | min | -
RM | MCT Oil | Specific gravity | 3 | - | Pycnometer | 4 | 1 | pcs | -
RM | MCT Oil | Specific gravity | 1 | - | Beaker 50 ml. | 4 | 1 | pcs | -
RM | MCT Oil | Specific gravity | 1 | - | Hot air oven | 4 | 1 | pcs | -
RM | MCT Oil | Specific gravity | 1 | - | Desicator | 4 | 30 | min | -
RM | MCT Oil | Refractive index | 1 | - | Refractometer | 5 | 5 | min | -
RM | MCT Oil | Acid value | 1 | - | Analytical balance 4 dg | 5 | 5 | min | -
RM | MCT Oil | Acid value | 3 | - | Erlenmeyer flask 250 ml. | 4 | 1 | pcs | -
RM | MCT Oil | Acid value | 1 | - | Beaker 250 ml. | 4 | 1 | pcs | -
RM | MCT Oil | Acid value | 1 | - | Cylinder 50 ml. | 4 | 1 | pcs | -
RM | MCT Oil | Acid value | 1 | - | Pipet 1 ml. | 4 | 1 | pcs | -
RM | MCT Oil | Acid value | 1 | E007 | Ethanol | 1 | 100 | ml. | -
RM | MCT Oil | Acid value | 1 | D022 | Diethyl ether | 1 | 100 | ml. | -
RM | MCT Oil | Acid value | 1 | - | Phenolpthalien TS. | 2 | 1 | ml. | 1010
RM | MCT Oil | Acid value | 1 | - | 0.1 N Potassium hydroxide TS. | 2 | 1000 | ml. | 4067
RM | MCT Oil | Iodine value | 1 | - | Analytical balance 4 dg | 5 | 5 | min | -
RM | MCT Oil | Iodine value | 1 | - | Plastic weighting scoop | 4 | 4 | pcs | -
RM | MCT Oil | Iodine value | 1 | - | Iodine flask 250 ml. | 4 | 4 | pcs | -
RM | MCT Oil | Iodine value | 1 | - | Pipet 20 ml. | 4 | 1 | pcs | -
RM | MCT Oil | Iodine value | 1 | - | Pipet 25 ml. | 4 | 1 | pcs | -
RM | MCT Oil | Iodine value | 1 | - | Pipet 10 ml. | 4 | 1 | pcs | -
RM | MCT Oil | Iodine value | 1 | - | Cylinder 100 ml. | 4 | 1 | pcs | -
RM | MCT Oil | Iodine value | 4 | C018 | Cyclohexane | 1 | 20 | ml. | -
RM | MCT Oil | Iodine value | 4 | W001 | Wjis solution | 1 | 25 | ml. | -
RM | MCT Oil | Iodine value | 1 | - | Potassium iodide TS. | 2 | 100 | ml. | 4113
RM | MCT Oil | Iodine value | 1 | - | 0.1 N Sodium thiosulfate TS. | 2 | 1000 | ml. | 4088
RM | MCT Oil | Iodine value | 1 | - | Starch TS. | 2 | 2 | ml. | 1011
RM | MCT Oil | Iodine value | 1 | - | Burette 50 ml. | 4 | 1 | pcs | -
RM | MCT Oil | Heavy metals | 1 | - | Analytical balance 4 dg | 5 | 5 | min | -
RM | MCT Oil | Heavy metals | 1 | - | Glass tube 50 ml. | 4 | 4 | pcs | -
RM | MCT Oil | Heavy metals | 1 | - | Pipet 2 ml. | 4 | 1 | pcs | -
RM | MCT Oil | Heavy metals | 1 | - | Pipet 1 ml. | 4 | 1 | pcs | -
RM | MCT Oil | Heavy metals | 1 | - | Dilute acetic acid | 2 | 8 | ml. | 4110
RM | MCT Oil | Heavy metals | 1 | - | Sodium sulfide | 2 | 1 | ml. | 4087
RM | MCT Oil | Arsenic | 1 | - | Analytical balance 4 dg | 5 | 5 | min | -
RM | MCT Oil | Arsenic | 1 | - | Pipet 10 ml. | 4 | 1 | pcs | -
RM | MCT Oil | Arsenic | 1 | - | Pipet 5 ml. | 4 | 2 | pcs | -
RM | MCT Oil | Arsenic | 1 | - | Pipet 1 ml. | 4 | 4 | pcs | -
RM | MCT Oil | Arsenic | 1 | - | Pipet 2 ml. | 4 | 1 | pcs | -
RM | MCT Oil | Arsenic | 1 | - | Pipet 3 ml. | 4 | 2 | pcs | -
RM | MCT Oil | Arsenic | 1 | - | Pipet 20 ml. | 4 | 1 | pcs | -
RM | MCT Oil | Arsenic | 1 | - | Beaker 50 ml. | 4 | 1 | pcs | -
RM | MCT Oil | Arsenic | 1 | - | Volumetric flask 100 ml. | 4 | 4 | pcs | -
RM | MCT Oil | Arsenic | 1 | - | Volumetric flask 50 ml. | 4 | 2 | pcs | -
RM | MCT Oil | Arsenic | 1 | - | Volumetric flask 500 ml. | 4 | 1 | pcs | -
RM | MCT Oil | Arsenic | 1 | - | Volumetric flask 1000 ml. | 4 | 1 | pcs | -
RM | MCT Oil | Arsenic | 1 | - | Generator bottle | 4 | 4 | pcs | -
RM | MCT Oil | Arsenic | 1 | - | อุปกรณ์ Arsenic | 4 | 4 | pcs | -
RM | MCT Oil | Arsenic | 1 | - | Arseni trioxide | 2 | 0.1 | g. | None in WI
RM | MCT Oil | Arsenic | 1 | P045 | Propan-2-ol RS for HPLC | 1 | 4 | ml. | -
RM | MCT Oil | Arsenic | 1 | - | Sodium hydroxide solution (1 in 5) | 2 | 5 | ml. | None in WI
RM | MCT Oil | Arsenic | 1 | - | 2 N Sulfuric acid | 2 | 50 | ml. | 4094
RM | MCT Oil | Arsenic | 1 | - | 7 N Sulfuric acid | 2 | 500 | ml. | None in WI
RM | MCT Oil | Arsenic | 1 | - | Tin (II) chloride | 2 | 100 | ml. | 4190
RM | MCT Oil | Arsenic | 1 | - | Lead (II) acetate | 2 | 100 | ml. | 4112
RM | MCT Oil | Arsenic | 1 | - | Absorbing solution | 2 | 100 | ml. | 4187
RM | MCT Oil | Arsenic | 1 | - | Potassium iodide TS. | 2 | 50 | ml. | 4113
RM | MCT Oil | Loss on drying | 1 | - | Hot air oven | 5 | 180 | min | -
RM | MCT Oil | Loss on drying | 1 | - | Analytical balance 4 dg | 5 | 5 | min | -
RM | MCT Oil | Loss on drying | 1 | - | Weighting bottle | 4 | 3 | pcs | -
RM | MCT Oil | Saponification value | 1 | - | Analytical balance 4 dg | 5 | 5 | min | -
RM | MCT Oil | Saponification value | 1 | - | Round bottle flask 250 ml. | 4 | 4 | pcs | -
RM | MCT Oil | Saponification value | 1 | - | Potassium hydroxide | 2 | 8.5 | g. | 4066
RM | MCT Oil | Saponification value | 1 | E007 | Ethanol | 1 | 250 | ml. | -
RM | MCT Oil | Saponification value | 1 | - | pipet 25 ml. | 4 | 1 | pcs | -
RM | MCT Oil | Saponification value | 1 | - | Heating mantle | 4 | 1 | pcs | -
RM | MCT Oil | Saponification value | 1 | - | Codenser | 4 | 1 | pcs | -
RM | MCT Oil | Saponification value | 1 | - | 0.5 N Hydrochloric acid | 2 | 200 | ml. | 4040
RM | MCT Oil | Saponification value | 1 | - | Phenolpthalien TS. | 2 | 2 | ml. | 1010
RM | MCT Oil | Saponification value | 1 | - | Burette 50 ml. | 4 | 1 | pcs | -
RM | Salad oil | Appearance | 1 | - | None | None | None | None | -
RM | Salad oil | Specific gravity | 1 | - | Analytical balance 4 dg | 5 | 5 | min | -
RM | Salad oil | Specific gravity | 3 | - | Pycnometer | 4 | 1 | pcs | -
RM | Salad oil | Specific gravity | 1 | - | Beaker 50 ml. | 4 | 1 | pcs | -
RM | Salad oil | Specific gravity | 1 | - | Hot air oven | 4 | 1 | pcs | -
RM | Salad oil | Specific gravity | 1 | - | Desicator | 4 | 30 | min | -
RM | Salad oil | Refractive index | 1 | - | Refractometer | 5 | 5 | min | -
RM | Salad oil | Acid value | 1 | - | Analytical balance 4 dg | 5 | 5 | min | -
RM | Salad oil | Acid value | 3 | - | Erlenmeyer flask 250 ml. | 4 | 1 | pcs | -
RM | Salad oil | Acid value | 1 | - | Beaker 250 ml. | 4 | 1 | pcs | -
RM | Salad oil | Acid value | 1 | - | Cylinder 50 ml. | 4 | 1 | pcs | -
RM | Salad oil | Acid value | 1 | - | Pipet 1 ml. | 4 | 1 | pcs | -
RM | Salad oil | Acid value | 1 | E007 | Ethanol | 1 | 100 | ml. | -
RM | Salad oil | Acid value | 1 | D022 | Diethyl ether | 1 | 100 | ml. | -
RM | Salad oil | Acid value | 1 | - | Phenolpthalien TS. | 2 | 1 | ml. | 1010
RM | Salad oil | Acid value | 1 | - | 0.1 N Potassium hydroxide TS. | 2 | 1000 | ml. | 4067
RM | Salad oil | Iodine value | 1 | - | Analytical balance 4 dg | 5 | 5 | min | -
RM | Salad oil | Iodine value | 1 | - | Plastic weighting scoop | 4 | 4 | pcs | -
RM | Salad oil | Iodine value | 1 | - | Iodine flask 250 ml. | 4 | 4 | pcs | -
RM | Salad oil | Iodine value | 1 | - | Pipet 20 ml. | 4 | 1 | pcs | -
RM | Salad oil | Iodine value | 1 | - | Pipet 25 ml. | 4 | 1 | pcs | -
RM | Salad oil | Iodine value | 1 | - | Pipet 10 ml. | 4 | 1 | pcs | -
RM | Salad oil | Iodine value | 1 | - | Cylinder 100 ml. | 4 | 1 | pcs | -
RM | Salad oil | Iodine value | 4 | C018 | Cyclohexane | 1 | 20 | ml. | -
RM | Salad oil | Iodine value | 4 | W001 | Wjis solution | 1 | 25 | ml. | -
RM | Salad oil | Iodine value | 1 | - | Potassium iodide TS. | 2 | 100 | ml. | 4113
RM | Salad oil | Iodine value | 1 | - | 0.1 N Sodium thiosulfate TS. | 2 | 1000 | ml. | 4088
RM | Salad oil | Iodine value | 1 | - | Starch TS. | 2 | 2 | ml. | 1011
RM | Salad oil | Iodine value | 1 | - | Burette 50 ml. | 4 | 1 | pcs | -
RM | Salad oil | Saponification value | 1 | - | Analytical balance 4 dg | 5 | 5 | min | -
RM | Salad oil | Saponification value | 1 | - | Round bottle flask 250 ml. | 4 | 4 | pcs | -
RM | Salad oil | Saponification value | 1 | - | Potassium hydroxide | 2 | 8.5 | g. | 4066
RM | Salad oil | Saponification value | 1 | E007 | Ethanol | 1 | 250 | ml. | -
RM | Salad oil | Saponification value | 1 | - | pipet 25 ml. | 4 | 1 | pcs | -
RM | Salad oil | Saponification value | 1 | - | Heating mantle | 4 | 1 | pcs | -
RM | Salad oil | Saponification value | 1 | - | Codenser | 4 | 1 | pcs | -
RM | Salad oil | Saponification value | 1 | - | 0.5 N Hydrochloric acid | 2 | 200 | ml. | 4040
RM | Salad oil | Saponification value | 1 | - | Phenolpthalien TS. | 2 | 2 | ml. | 1010
RM | Salad oil | Saponification value | 1 | - | Burette 50 ml. | 4 | 1 | pcs | -
RM | Salad oil | Peroxide value | 1 | - | Analytical balance 4 dg | 5 | 5 | min | -
RM | Salad oil | Peroxide value | 3 | - | Erlenmeyer flask 250 ml. | 4 | 1 | pcs | -
RM | Salad oil | Peroxide value | 1 | A020 | Acetic acid, Glacial | 1 | 60 | ml. | -
RM | Salad oil | Peroxide value | 1 | C015 | Chloroform | 1 | 40 | ml. | -
RM | Salad oil | Peroxide value | 1 | - | Potassium iodide TS. | 2 | 50 | ml. | 4113
RM | Salad oil | Peroxide value | 1 | - | Cylinder 50 ml. | 4 | 1 | pcs | -
RM | Salad oil | Peroxide value | 1 | - | Starch TS. | 2 | 1 | ml. | 1011
RM | Salad oil | Peroxide value | 1 | - | 0.01 N Sodium thiosulfate TS. | 2 | 1000 | ml. | 4089
RM | Salad oil | Peroxide value | 1 | - | Burette 50 ml. | 4 | 1 | pcs | -
RM | Salad oil | Peroxide value | 1 | - | Pipet 1 ml. | 4 | 2 | pcs | -
RM | Rice oil | Appearance | 1 | - | None | None | None | None | -
RM | Rice oil | Specific gravity | 1 | - | Analytical balance 4 dg | 5 | 5 | min | -
RM | Rice oil | Specific gravity | 3 | - | Pycnometer | 4 | 1 | pcs | -
RM | Rice oil | Specific gravity | 1 | - | Beaker 50 ml. | 4 | 1 | pcs | -
RM | Rice oil | Specific gravity | 1 | - | Hot air oven | 4 | 1 | pcs | -
RM | Rice oil | Specific gravity | 1 | - | Desicator | 4 | 30 | min | -
RM | Rice oil | Acid value | 1 | - | Analytical balance 4 dg | 5 | 5 | min | -
RM | Rice oil | Acid value | 3 | - | Erlenmeyer flask 250 ml. | 4 | 1 | pcs | -
RM | Rice oil | Acid value | 1 | - | Beaker 250 ml. | 4 | 1 | pcs | -
RM | Rice oil | Acid value | 1 | - | Cylinder 50 ml. | 4 | 1 | pcs | -
RM | Rice oil | Acid value | 1 | - | Pipet 1 ml. | 4 | 1 | pcs | -
RM | Rice oil | Acid value | 1 | E007 | Ethanol | 1 | 100 | ml. | -
RM | Rice oil | Acid value | 1 | D022 | Diethyl ether | 1 | 100 | ml. | -
RM | Rice oil | Acid value | 1 | - | Phenolpthalien TS. | 2 | 1 | ml. | 1010
RM | Rice oil | Acid value | 1 | - | 0.1 N Potassium hydroxide TS. | 2 | 1000 | ml. | 4067
RM | Rice oil | Iodine value | 1 | - | Analytical balance 4 dg | 5 | 5 | min | -
RM | Rice oil | Iodine value | 1 | - | Plastic weighting scoop | 4 | 4 | pcs | -
RM | Rice oil | Iodine value | 1 | - | Iodine flask 250 ml. | 4 | 4 | pcs | -
RM | Rice oil | Iodine value | 1 | - | Pipet 20 ml. | 4 | 1 | pcs | -
RM | Rice oil | Iodine value | 1 | - | Pipet 25 ml. | 4 | 1 | pcs | -
RM | Rice oil | Iodine value | 1 | - | Pipet 10 ml. | 4 | 1 | pcs | -
RM | Rice oil | Iodine value | 1 | - | Cylinder 100 ml. | 4 | 1 | pcs | -
RM | Rice oil | Iodine value | 4 | C018 | Cyclohexane | 1 | 20 | ml. | -
RM | Rice oil | Iodine value | 4 | W001 | Wjis solution | 1 | 25 | ml. | -
RM | Rice oil | Iodine value | 1 | - | Potassium iodide TS. | 2 | 100 | ml. | 4113
RM | Rice oil | Iodine value | 1 | - | 0.1 N Sodium thiosulfate TS. | 2 | 1000 | ml. | 4088
RM | Rice oil | Iodine value | 1 | - | Starch TS. | 2 | 2 | ml. | 1011
RM | Rice oil | Iodine value | 1 | - | Burette 50 ml. | 4 | 1 | pcs | -
RM | Rice oil | Peroxide value | 1 | - | Analytical balance 4 dg | 5 | 5 | min | -
RM | Rice oil | Peroxide value | 3 | - | Erlenmeyer flask 250 ml. | 4 | 1 | pcs | -
RM | Rice oil | Peroxide value | 1 | A020 | Acetic acid, Glacial | 1 | 60 | ml. | -
RM | Rice oil | Peroxide value | 1 | C015 | Chloroform | 1 | 40 | ml. | -
RM | Rice oil | Peroxide value | 1 | - | Potassium iodide TS. | 2 | 50 | ml. | 4113
RM | Rice oil | Peroxide value | 1 | - | Cylinder 50 ml. | 4 | 1 | pcs | -
RM | Rice oil | Peroxide value | 1 | - | Starch TS. | 2 | 1 | ml. | 1011
RM | Rice oil | Peroxide value | 1 | - | 0.01 N Sodium thiosulfate TS. | 2 | 1000 | ml. | 4089
RM | Rice oil | Peroxide value | 1 | - | Burette 50 ml. | 4 | 1 | pcs | -
RM | Rice oil | Peroxide value | 1 | - | Pipet 1 ml. | 4 | 2 | pcs | -
RM | Rice oil | Refractive index | 1 | - | Refer COA | None | None | None | -
RM | Rice oil | Saponification value | 1 | - | Refer COA | None | None | None | -
RM | Rice oil | Water and volatile matter | 1 | - | Hot air oven | 5 | 180 | min | -
RM | Rice oil | Water and volatile matter | 1 | - | Analytical balance 4 dg | 5 | 5 | min | -
RM | Rice oil | Water and volatile matter | 1 | - | Weighting bottle | 4 | 3 | pcs | -
RM | Canola oil | Appearance | 1 | - | None | None | None | None | -
RM | Canola oil | Odor | 1 | - | None | None | None | None | -
RM | Canola oil | Acid value | 1 | - | Analytical balance 4 dg | 5 | 5 | min | -
RM | Canola oil | Acid value | 3 | - | Erlenmeyer flask 250 ml. | 4 | 1 | pcs | -
RM | Canola oil | Acid value | 1 | - | Beaker 250 ml. | 4 | 1 | pcs | -
RM | Canola oil | Acid value | 1 | - | Cylinder 50 ml. | 4 | 1 | pcs | -
RM | Canola oil | Acid value | 1 | - | Pipet 1 ml. | 4 | 1 | pcs | -
RM | Canola oil | Acid value | 1 | E007 | Ethanol | 1 | 100 | ml. | -
RM | Canola oil | Acid value | 1 | D022 | Diethyl ether | 1 | 100 | ml. | -
RM | Canola oil | Acid value | 1 | - | Phenolpthalien TS. | 2 | 1 | ml. | 1010
RM | Canola oil | Acid value | 1 | - | 0.1 N Potassium hydroxide TS. | 2 | 1000 | ml. | 4067
RM | Canola oil | Peroxide value | 1 | - | Analytical balance 4 dg | 5 | 5 | min | -
RM | Canola oil | Peroxide value | 3 | - | Erlenmeyer flask 250 ml. | 4 | 1 | pcs | -
RM | Canola oil | Peroxide value | 1 | A020 | Acetic acid, Glacial | 1 | 60 | ml. | -
RM | Canola oil | Peroxide value | 1 | C015 | Chloroform | 1 | 40 | ml. | -
RM | Canola oil | Peroxide value | 1 | - | Potassium iodide TS. | 2 | 50 | ml. | 4113
RM | Canola oil | Peroxide value | 1 | - | Cylinder 50 ml. | 4 | 1 | pcs | -
RM | Canola oil | Peroxide value | 1 | - | Starch TS. | 2 | 1 | ml. | 1011
RM | Canola oil | Peroxide value | 1 | - | 0.01 N Sodium thiosulfate TS. | 2 | 1000 | ml. | 4089
RM | Canola oil | Peroxide value | 1 | - | Burette 50 ml. | 4 | 1 | pcs | -
RM | Canola oil | Peroxide value | 1 | - | Pipet 1 ml. | 4 | 2 | pcs | -
RM | Canola oil | Water and volatile matter | 1 | - | Hot air oven | 5 | 180 | min | -
RM | Canola oil | Water and volatile matter | 1 | - | Analytical balance 4 dg | 5 | 5 | min | -
RM | Canola oil | Water and volatile matter | 1 | - | Weighting bottle | 4 | 3 | pcs | -
RM | Canola oil | Iodine value | 1 | - | Refer COA | None | None | None | -
RM | HO-Safflowet | Appearance | 1 | - | None | None | None | None | -
RM | HO-Safflowet | Odor | 1 | - | None | None | None | None | -
RM | HO-Safflowet | Acid value | 1 | - | Analytical balance 4 dg | 5 | 5 | min | -
RM | HO-Safflowet | Acid value | 3 | - | Erlenmeyer flask 250 ml. | 4 | 1 | pcs | -
RM | HO-Safflowet | Acid value | 1 | - | Beaker 250 ml. | 4 | 1 | pcs | -
RM | HO-Safflowet | Acid value | 1 | - | Cylinder 50 ml. | 4 | 1 | pcs | -
RM | HO-Safflowet | Acid value | 1 | - | Pipet 1 ml. | 4 | 1 | pcs | -
RM | HO-Safflowet | Acid value | 1 | E007 | Ethanol | 1 | 100 | ml. | -
RM | HO-Safflowet | Acid value | 1 | D022 | Diethyl ether | 1 | 100 | ml. | -
RM | HO-Safflowet | Acid value | 1 | - | Phenolpthalien TS. | 2 | 1 | ml. | 1010
RM | HO-Safflowet | Acid value | 1 | - | 0.1 N Potassium hydroxide TS. | 2 | 1000 | ml. | 4067
RM | HO-Safflowet | Peroxide value | 1 | - | Analytical balance 4 dg | 5 | 5 | min | -
RM | HO-Safflowet | Peroxide value | 3 | - | Erlenmeyer flask 250 ml. | 4 | 1 | pcs | -
RM | HO-Safflowet | Peroxide value | 1 | A020 | Acetic acid, Glacial | 1 | 60 | ml. | -
RM | HO-Safflowet | Peroxide value | 1 | C015 | Chloroform | 1 | 40 | ml. | -
RM | HO-Safflowet | Peroxide value | 1 | - | Potassium iodide TS. | 2 | 50 | ml. | 4113
RM | HO-Safflowet | Peroxide value | 1 | - | Cylinder 50 ml. | 4 | 1 | pcs | -
RM | HO-Safflowet | Peroxide value | 1 | - | Starch TS. | 2 | 1 | ml. | 1011
RM | HO-Safflowet | Peroxide value | 1 | - | 0.01 N Sodium thiosulfate TS. | 2 | 1000 | ml. | 4089
RM | HO-Safflowet | Peroxide value | 1 | - | Burette 50 ml. | 4 | 1 | pcs | -
RM | HO-Safflowet | Peroxide value | 1 | - | Pipet 1 ml. | 4 | 2 | pcs | -
RM | HO-Safflowet | Water and volatile matter | 1 | - | Hot air oven | 5 | 180 | min | -
RM | HO-Safflowet | Water and volatile matter | 1 | - | Analytical balance 4 dg | 5 | 5 | min | -
RM | HO-Safflowet | Water and volatile matter | 1 | - | Weighting bottle | 4 | 3 | pcs | -
RM | Corn oil | Appearance | 1 | - | None | None | None | None | -
RM | Corn oil | Specific gravity | 1 | - | Analytical balance 4 dg | 5 | 5 | min | -
RM | Corn oil | Specific gravity | 3 | - | Pycnometer | 4 | 1 | pcs | -
RM | Corn oil | Specific gravity | 1 | - | Beaker 50 ml. | 4 | 1 | pcs | -
RM | Corn oil | Specific gravity | 1 | - | Hot air oven | 4 | 1 | pcs | -
RM | Corn oil | Specific gravity | 1 | - | Desicator | 4 | 30 | min | -
RM | Corn oil | Iodine value | 1 | - | Analytical balance 4 dg | 5 | 5 | min | -
RM | Corn oil | Iodine value | 1 | - | Plastic weighting scoop | 4 | 4 | pcs | -
RM | Corn oil | Iodine value | 1 | - | Iodine flask 250 ml. | 4 | 4 | pcs | -
RM | Corn oil | Iodine value | 1 | - | Pipet 20 ml. | 4 | 1 | pcs | -
RM | Corn oil | Iodine value | 1 | - | Pipet 25 ml. | 4 | 1 | pcs | -
RM | Corn oil | Iodine value | 1 | - | Pipet 10 ml. | 4 | 1 | pcs | -
RM | Corn oil | Iodine value | 1 | - | Cylinder 100 ml. | 4 | 1 | pcs | -
RM | Corn oil | Iodine value | 4 | C018 | Cyclohexane | 1 | 20 | ml. | -
RM | Corn oil | Iodine value | 4 | W001 | Wjis solution | 1 | 25 | ml. | -
RM | Corn oil | Iodine value | 1 | - | Potassium iodide TS. | 2 | 100 | ml. | 4113
RM | Corn oil | Iodine value | 1 | - | 0.1 N Sodium thiosulfate TS. | 2 | 1000 | ml. | 4088
RM | Corn oil | Iodine value | 1 | - | Starch TS. | 2 | 2 | ml. | 1011
RM | Corn oil | Iodine value | 1 | - | Burette 50 ml. | 4 | 1 | pcs | -
RM | Corn oil | Saponification value | 1 | - | Analytical balance 4 dg | 5 | 5 | min | -
RM | Corn oil | Saponification value | 1 | - | Round bottle flask 250 ml. | 4 | 4 | pcs | -
RM | Corn oil | Saponification value | 1 | - | Potassium hydroxide | 2 | 8.5 | g. | 4066
RM | Corn oil | Saponification value | 1 | E007 | Ethanol | 1 | 250 | ml. | -
RM | Corn oil | Saponification value | 1 | - | pipet 25 ml. | 4 | 1 | pcs | -
RM | Corn oil | Saponification value | 1 | - | Heating mantle | 4 | 1 | pcs | -
RM | Corn oil | Saponification value | 1 | - | Codenser | 4 | 1 | pcs | -
RM | Corn oil | Saponification value | 1 | - | 0.5 N Hydrochloric acid | 2 | 200 | ml. | 4040
RM | Corn oil | Saponification value | 1 | - | Phenolpthalien TS. | 2 | 2 | ml. | 1010
RM | Corn oil | Saponification value | 1 | - | Burette 50 ml. | 4 | 1 | pcs | -
RM | Corn oil | Acid value | 1 | - | Analytical balance 4 dg | 5 | 5 | min | -
RM | Corn oil | Acid value | 3 | - | Erlenmeyer flask 250 ml. | 4 | 1 | pcs | -
RM | Corn oil | Acid value | 1 | - | Beaker 250 ml. | 4 | 1 | pcs | -
RM | Corn oil | Acid value | 1 | - | Cylinder 50 ml. | 4 | 1 | pcs | -
RM | Corn oil | Acid value | 1 | - | Pipet 1 ml. | 4 | 1 | pcs | -
RM | Corn oil | Acid value | 1 | E007 | Ethanol | 1 | 100 | ml. | -
RM | Corn oil | Acid value | 1 | D022 | Diethyl ether | 1 | 100 | ml. | -
RM | Corn oil | Acid value | 1 | - | Phenolpthalien TS. | 2 | 1 | ml. | 1010
RM | Corn oil | Acid value | 1 | - | 0.1 N Potassium hydroxide TS. | 2 | 1000 | ml. | 4067
RM | Corn oil | Peroxide value | 1 | - | Analytical balance 4 dg | 5 | 5 | min | -
RM | Corn oil | Peroxide value | 3 | - | Erlenmeyer flask 250 ml. | 4 | 1 | pcs | -
RM | Corn oil | Peroxide value | 1 | A020 | Acetic acid, Glacial | 1 | 60 | ml. | -
RM | Corn oil | Peroxide value | 1 | C015 | Chloroform | 1 | 40 | ml. | -
RM | Corn oil | Peroxide value | 1 | - | Potassium iodide TS. | 2 | 50 | ml. | 4113
RM | Corn oil | Peroxide value | 1 | - | Cylinder 50 ml. | 4 | 1 | pcs | -
RM | Corn oil | Peroxide value | 1 | - | Starch TS. | 2 | 1 | ml. | 1011
RM | Corn oil | Peroxide value | 1 | - | 0.01 N Sodium thiosulfate TS. | 2 | 1000 | ml. | 4089
RM | Corn oil | Peroxide value | 1 | - | Burette 50 ml. | 4 | 1 | pcs | -
RM | Corn oil | Peroxide value | 1 | - | Pipet 1 ml. | 4 | 2 | pcs | -
RM | Soy bean oil | Appearance | 1 | - | None | None | None | None | -
RM | Soybean oil | Specific gravity | 1 | - | Analytical balance 4 dg | 5 | 5 | min | -
RM | Soybean oil | Specific gravity | 3 | - | Pycnometer | 4 | 1 | pcs | -
RM | Soybean oil | Specific gravity | 1 | - | Beaker 50 ml. | 4 | 1 | pcs | -
RM | Soybean oil | Specific gravity | 1 | - | Hot air oven | 4 | 1 | pcs | -
RM | Soybean oil | Specific gravity | 1 | - | Desicator | 4 | 30 | min | -
RM | Soybean oil | Iodine value | 1 | - | Analytical balance 4 dg | 5 | 5 | min | -
RM | Soybean oil | Iodine value | 1 | - | Plastic weighting scoop | 4 | 4 | pcs | -
RM | Soybean oil | Iodine value | 1 | - | Iodine flask 250 ml. | 4 | 4 | pcs | -
RM | Soybean oil | Iodine value | 1 | - | Pipet 20 ml. | 4 | 1 | pcs | -
RM | Soybean oil | Iodine value | 1 | - | Pipet 25 ml. | 4 | 1 | pcs | -
RM | Soybean oil | Iodine value | 1 | - | Pipet 10 ml. | 4 | 1 | pcs | -
RM | Soybean oil | Iodine value | 1 | - | Cylinder 100 ml. | 4 | 1 | pcs | -
RM | Soybean oil | Iodine value | 4 | C018 | Cyclohexane | 1 | 20 | ml. | -
RM | Soybean oil | Iodine value | 4 | W001 | Wjis solution | 1 | 25 | ml. | -
RM | Soybean oil | Iodine value | 1 | - | Potassium iodide TS. | 2 | 100 | ml. | 4113
RM | Soybean oil | Iodine value | 1 | - | 0.1 N Sodium thiosulfate TS. | 2 | 1000 | ml. | 4088
RM | Soybean oil | Iodine value | 1 | - | Starch TS. | 2 | 2 | ml. | 1011
RM | Soybean oil | Iodine value | 1 | - | Burette 50 ml. | 4 | 1 | pcs | -
RM | Soybean oil | Acid value | 1 | - | Analytical balance 4 dg | 5 | 5 | min | -
RM | Soybean oil | Acid value | 3 | - | Erlenmeyer flask 250 ml. | 4 | 1 | pcs | -
RM | Soybean oil | Acid value | 1 | - | Beaker 250 ml. | 4 | 1 | pcs | -
RM | Soybean oil | Acid value | 1 | - | Cylinder 50 ml. | 4 | 1 | pcs | -
RM | Soybean oil | Acid value | 1 | - | Pipet 1 ml. | 4 | 1 | pcs | -
RM | Soybean oil | Acid value | 1 | E007 | Ethanol | 1 | 100 | ml. | -
RM | Soybean oil | Acid value | 1 | D022 | Diethyl ether | 1 | 100 | ml. | -
RM | Soybean oil | Acid value | 1 | - | Phenolpthalien TS. | 2 | 1 | ml. | 1010
RM | Soybean oil | Acid value | 1 | - | 0.1 N Potassium hydroxide TS. | 2 | 1000 | ml. | 4067
RM | Soybean oil | Peroxide value | 1 | - | Analytical balance 4 dg | 5 | 5 | min | -
RM | Soybean oil | Peroxide value | 3 | - | Erlenmeyer flask 250 ml. | 4 | 1 | pcs | -
RM | Soybean oil | Peroxide value | 1 | A020 | Acetic acid, Glacial | 1 | 60 | ml. | -
RM | Soybean oil | Peroxide value | 1 | C015 | Chloroform | 1 | 40 | ml. | -
RM | Soybean oil | Peroxide value | 1 | - | Potassium iodide TS. | 2 | 50 | ml. | 4113
RM | Soybean oil | Peroxide value | 1 | - | Cylinder 50 ml. | 4 | 1 | pcs | -
RM | Soybean oil | Peroxide value | 1 | - | Starch TS. | 2 | 1 | ml. | 1011
RM | Soybean oil | Peroxide value | 1 | - | 0.01 N Sodium thiosulfate TS. | 2 | 1000 | ml. | 4089
RM | Soybean oil | Peroxide value | 1 | - | Burette 50 ml. | 4 | 1 | pcs | -
RM | Soybean oil | Peroxide value | 1 | - | Pipet 1 ml. | 4 | 2 | pcs | -
RM | Soybean oil | Water and volatile matter | 1 | - | Refer COA | None | None | None | -
RM | Soybean oil | Soap content | 1 | - | None | None | None | None | -
RM | Soybean oil | Insoluble impurities | 1 | - | None | None | None | None | -
RM | Soybean oil | Saponification value | 1 | - | Refer COA | None | None | None | -
RM | Soybean oil | Unsaponifiable matter | 1 | - | None | None | None | None | -
RM | Soy protein isolate | Description | 1 | - | None | None | None | None | -
RM | Soy protein isolate | pH (10% sol. 20 OC) | 1 | - | Analytical balance 2 dg | 5 | 5 | min | -
RM | Soy protein isolate | pH (10% sol. 20 OC) | 3 | - | Beaker 150 ml. | 4 | 1 | pcs | -
RM | Soy protein isolate | pH (10% sol. 20 OC) | 1 | - | pH meter | 5 | 5 | min | -
RM | Soy protein isolate | pH (10% sol. 20 OC) | 3 | - | Magnetic bar | 4 | 1 | pcs | -
RM | Soy protein isolate | pH (10% sol. 20 OC) | 3 | - | Magnetic stirrer | 4 | 1 | pcs | -
RM | Soy protein isolate | Clarity and solution | 3 | - | Beaker 100 ml. | 4 | 1 | pcs | -
RM | Soy protein isolate | Clarity and solution | 3 | - | Analytical balance 4 dg | 5 | 5 | min | -
RM | Soy protein isolate | Clarity and solution | 1 | - | Stirring rod | 4 | 1 | pcs | -
RM | Soy protein isolate | Heavy metals | 1 | - | Beaker 150 ml. | 4 | 1 | pcs | -
RM | Soy protein isolate | Heavy metals | 1 | - | Muffle furnace | 5 | 720 | min | -
RM | Soy protein isolate | Heavy metals | 1 | - | Crucible 50 ml. | 4 | 2 | pcs | -
RM | Soy protein isolate | Heavy metals | 1 | - | Hot plate | 4 | 360 | min | -
RM | Soy protein isolate | Heavy metals | 1 | N011 | Nitric acid | 1 | 4 | ml. | -
RM | Soy protein isolate | Heavy metals | 1 | - | Graduated pipet 1 ml. | 4 | 1 | pcs | -
RM | Soy protein isolate | Heavy metals | 1 | S016 | Sulfuric acid | 1 | 10 | ml. | -
RM | Soy protein isolate | Heavy metals | 1 | - | Phenolpthalien TS. | 2 | 0.5 | ml. | 1010
RM | Soy protein isolate | Heavy metals | 1 | - | Ammonia TS. | 2 | 1 | ml. | 4109
RM | Soy protein isolate | Heavy metals | 1 | H002 | Hydrochloric acid | 1 | 10 | ml. | -
RM | Soy protein isolate | Heavy metals | 1 | - | Sodium sulfide | 2 | 0.5 | ml. | 4087
RM | Soy protein isolate | Heavy metals | 1 | - | Water bath | 4 | 1 | pcs | -
RM | Soy protein isolate | Heavy metals | 1 | - | Glass tube 50 ml. | 4 | 2 | pcs | -
RM | Soy protein isolate | Heavy metals | 1 | - | Analytical balance 4 dg | 5 | 5 | min | -
RM | Soy protein isolate | Heavy metals | 1 | - | Dilute acetic acid | 2 | 4 | ml. | 4110
RM | Soy protein isolate | Arsenic | 1 | - | Analytical balance 4 dg | 5 | 5 | min | -
RM | Soy protein isolate | Arsenic | 1 | - | Pipet 10 ml. | 4 | 1 | pcs | -
RM | Soy protein isolate | Arsenic | 1 | - | Pipet 5 ml. | 4 | 2 | pcs | -
RM | Soy protein isolate | Arsenic | 1 | - | Pipet 1 ml. | 4 | 4 | pcs | -
RM | Soy protein isolate | Arsenic | 1 | - | Pipet 2 ml. | 4 | 1 | pcs | -
RM | Soy protein isolate | Arsenic | 1 | - | Pipet 3 ml. | 4 | 2 | pcs | -
RM | Soy protein isolate | Arsenic | 1 | - | Pipet 20 ml. | 4 | 1 | pcs | -
RM | Soy protein isolate | Arsenic | 1 | - | Beaker 50 ml. | 4 | 1 | pcs | -
RM | Soy protein isolate | Arsenic | 1 | - | Volumetric flask 100 ml. | 4 | 4 | pcs | -
RM | Soy protein isolate | Arsenic | 1 | - | Volumetric flask 50 ml. | 4 | 2 | pcs | -
RM | Soy protein isolate | Arsenic | 1 | - | Volumetric flask 500 ml. | 4 | 1 | pcs | -
RM | Soy protein isolate | Arsenic | 1 | - | Volumetric flask 1000 ml. | 4 | 1 | pcs | -
RM | Soy protein isolate | Arsenic | 1 | - | Generator bottle | 4 | 4 | pcs | -
RM | Soy protein isolate | Arsenic | 1 | - | อุปกรณ์ Arsenic | 4 | 4 | pcs | -
RM | Soy protein isolate | Arsenic | 1 | - | Arseni trioxide | 2 | 0.1 | g. | None in WI
RM | Soy protein isolate | Arsenic | 1 | P045 | Propan-2-ol RS for HPLC | 1 | 4 | ml. | -
RM | Soy protein isolate | Arsenic | 1 | - | Sodium hydroxide solution (1 in 5) | 2 | 5 | ml. | None in WI
RM | Soy protein isolate | Arsenic | 1 | - | 2 N Sulfuric acid | 2 | 50 | ml. | 4094
RM | Soy protein isolate | Arsenic | 1 | - | 7 N Sulfuric acid | 2 | 500 | ml. | None in WI
RM | Soy protein isolate | Arsenic | 1 | - | Tin (II) chloride | 2 | 100 | ml. | 4190
RM | Soy protein isolate | Arsenic | 1 | - | Lead (II) acetate | 2 | 100 | ml. | 4112
RM | Soy protein isolate | Arsenic | 1 | - | Absorbing solution | 2 | 100 | ml. | 4187
RM | Soy protein isolate | Arsenic | 1 | - | Potassium iodide TS. | 2 | 50 | ml. | 4113
RM | Soy protein isolate | Moisture | 3 | - | Weighting bottle | 4 | 1 | pcs | -
RM | Soy protein isolate | Moisture | 1 | - | Analytical balance 4 dg | 5 | 5 | min | -
RM | Soy protein isolate | Moisture | 1 | - | Desicator | 4 | 30 | min | -
RM | Soy protein isolate | Moisture | 1 | - | Hot air oven | 5 | 960 | min | -
RM | Soy protein isolate | Ash | 1 | - | Analytical balance 4 dg | 5 | 5 | min | -
RM | Soy protein isolate | Ash | 3 | - | Crucible 50 ml. | 4 | 1 | pcs | -
RM | Soy protein isolate | Ash | 1 | - | Hot plate | 4 | 360 | min | -
RM | Soy protein isolate | Ash | 1 | - | Muffle furnace | 5 | 720 | min | -
RM | Soy protein isolate | Ash | 1 | - | Desicator | 4 | 30 | min | -
RM | Soy protein isolate | Crude protein ( on a dry basis) | 1 | - | Analytical balance 4 dg | 5 | 5 | min | -
RM | Soy protein isolate | Crude protein ( on a dry basis) | 3 | - | Tin foil | 3 | 1 | pcs | -
RM | Soy protein isolate | Crude protein ( on a dry basis) | 3 | - | Nitrogen determination (LECO) | 5 | 4 | min | -
RM | Soy protein isolate | Crude protein ( on a dry basis) | 4 | E009 | EDTA for LECO | 1 | 0.15 | g. | -
RM | Soy protein isolate | Crude protein ( on a dry basis) | 1 | - | Forcep | 4 | 1 | pcs | -
RM | Soy protein isolate | Crude fat | 1 | - | Analytical balance 4 dg | 5 | 5 | min | -
RM | Soy protein isolate | Crude fat | 3 | - | Beaker 150 ml. | 4 | 1 | pcs | -
RM | Soy protein isolate | Crude fat | 1 | - | Hot air oven | 5 | 60 | min | -
RM | Soy protein isolate | Crude fat | 1 | - | Desicator | 4 | 30 | min | -
RM | Soy protein isolate | Crude fat | 3 | - | Volumetric flask 100 ml. | 4 | 1 | pcs | -
RM | Soy protein isolate | Crude fat | 3 | - | Magnetic bar | 4 | 1 | pcs | -
RM | Soy protein isolate | Crude fat | 1 | - | Magnetic stirrer | 4 | 1 | pcs | -
RM | Soy protein isolate | Crude fat | 1 | A004 | Ammonia solution 25%, 2.5L | 1 | 2 | ml. | -
RM | Soy protein isolate | Crude fat | 1 | E007 | Ethanol | 1 | 15 | ml. | -
RM | Soy protein isolate | Crude fat | 1 | D022 | Diethyl ether | 1 | 60 | ml. | -
RM | Soy protein isolate | Crude fat | 1 | P044 | Petroleum ether | 1 | 60 | ml. | -
RM | Soy protein isolate | Crude fat | 3 | - | Fillter paper No.2 | 3 | 1 | pcs | -
RM | Soy protein isolate | Crude fat | 1 | - | Graduated pipet 10 ml. | 4 | 2 | pcs | -
RM | Soy protein isolate | Crude fat | 1 | - | Bottle top dispenser 25 ml. | 4 | 2 | pcs | -
RM | Soy protein isolate | Crude fat | 1 | - | Hot plate | 4 | 1 | pcs | -
RM | Soy protein isolate | Crude fat | 1 | - | Water bath | 5 | 60 | min | -
RM | Soy protein isolate | Sodium + Potassium | 1 | - | Volumetric flask 100 ml. | 4 | 9 | pcs | -
RM | Soy protein isolate | Sodium + Potassium | 1 | - | Graduated pipet 2 ml. | 4 | 2 | pcs | -
RM | Soy protein isolate | Sodium + Potassium | 3 | - | Beaker 50 ml. | 4 | 1 | pcs | -
RM | Soy protein isolate | Sodium + Potassium | 1 | - | Analytical balance 4 dg | 5 | 5 | min | -
RM | Soy protein isolate | Sodium + Potassium | 1 | - | กระจกนาฬิกา | 4 | 1 | pcs | -
RM | Soy protein isolate | Sodium + Potassium | 1 | - | Volumetric pipet 10 ml. | 4 | 1 | pcs | -
RM | Soy protein isolate | Sodium + Potassium | 1 | - | 50% v/v Nitric acid | 2 | 40 | ml. | 4202
RM | Soy protein isolate | Sodium + Potassium | 1 | - | Hot plate | 4 | 60 | min | -
RM | Soy protein isolate | Sodium + Potassium | 1 | - | Funnel | 4 | 3 | pcs | -
RM | Soy protein isolate | Sodium + Potassium | 1 | - | Volumetric flask 50 ml. | 4 | 3 | pcs | -
RM | Soy protein isolate | Sodium + Potassium | 1 | - | ICP-OES | 5 | 60 | min | -
RM | Soy protein isolate | Sodium + Potassium | 1 | - | Ammoniummolybdate 10000 ppm. | 2 | 15 | ml. | 4201
RM | Soy protein isolate | Viscosity | 3 | - | Blender | 4 | 1 | min | -
RM | Soy protein isolate | Viscosity | 1 | - | Analytical balance 2 dg | 5 | 5 | min | -
RM | Soy protein isolate | Viscosity | 1 | - | Thermometer | 4 | 1 | min | -
RM | Soy protein isolate | Viscosity | 1 | - | Cylinder 500 ml. | 4 | 1 | pcs | -
RM | Soy protein isolate | Viscosity | 1 | - | Beaker plastic 1000 ml. | 4 | 1 | pcs | -
RM | Soy protein isolate | Viscosity | 1 | - | Beaker 1000 ml. | 4 | 6 | pcs | -
RM | Soy protein isolate | Viscosity | 3 | - | Water bath | 5 | 90 | min | -
RM | Soy protein isolate | Viscosity | 3 | - | Water bath (Cooling) | 5 | 60 | min | -
RM | Soy protein isolate | Viscosity | 1 | - | ลางวัดความหนืด 24 cm. | 4 | 0.15 | min | -
RM | Soy protein isolate | Viscosity | 1 | - | Viscometer | 5 | 0.5 | min | -
RM | Soy protein isolate | Lead | 1 | - | Volumetric flask 100 ml. | 4 | 5 | pcs | -
RM | Soy protein isolate | Lead | 1 | - | Graduated pipet 1 ml. | 4 | 5 | pcs | -
RM | Soy protein isolate | Lead | 3 | - | Beaker 50 ml. | 4 | 3 | pcs | -
RM | Soy protein isolate | Lead | 1 | - | Analytical balance 4 dg | 5 | 5 | min | -
RM | Soy protein isolate | Lead | 1 | - | Magnetic bar | 4 | 1 | pcs | -
RM | Soy protein isolate | Lead | 1 | - | Magnetic stirrer | 4 | 1 | pcs | -
RM | Soy protein isolate | Lead | 1 | - | Volumetric flask 50 ml. | 4 | 6 | pcs | -
RM | Soy protein isolate | Lead | 1 | - | Fuunel plastic | 4 | 3 | pcs | -
RM | Soy protein isolate | Lead | 1 | - | Beaker 100 ml. | 4 | 2 | pcs | -
RM | Soy protein isolate | Lead | 1 | - | Graduated pipet 10 ml. | 4 | 2 | pcs | -
RM | Soy protein isolate | Lead | 1 | - | ICP-OES | 5 | 60 | min | -
RM | Soy protein isolate | Lead | 1 | S016 | Sulfuric acid | 1 | 60 | ml. | -
RM | Soy protein isolate | Lead | 1 | H002 | Hydrochloric acid | 1 | 75 | ml. | -
RM | Sodium caseinate | Description | 1 | - | None | None | None | None | -
RM | Sodium caseinate | Identification (Solubility) | 1 | - | Analytical balance 4 dg | 5 | 5 | min | -
RM | Sodium caseinate | Identification (Solubility) | 1 | - | Beaker 50 ml. | 4 | 2 | pcs | -
RM | Sodium caseinate | Identification (Solubility) | 1 | - | Water bath | 5 | 5 | min | -
RM | Sodium caseinate | Identification (Solubility) | 1 | E007 | Ethanol | 1 | 20 | ml. | -
RM | Sodium caseinate | Identification (Solubility) | 1 | - | Cylinder 50 ml. | 4 | 1 | pcs | -
RM | Sodium caseinate | Identification (Test for protein) | 1 | - | Analytical balance 4 dg | 5 | 5 | min | -
RM | Sodium caseinate | Identification (Test for protein) | 1 | - | Crucible 50 ml. | 4 | 1 | pcs | -
RM | Sodium caseinate | Identification (Test for protein) | 1 | - | Hot plate | 4 | 360 | min | -
RM | Sodium caseinate | Identification (Test for protein) | 1 | - | Muffle furnace | 5 | 360 | min | -
RM | Sodium caseinate | Identification (Test for protein) | 1 | - | Beaker 50 ml. | 4 | 1 | pcs | -
RM | Sodium caseinate | Identification (Test for protein) | 1 | - | Universal indicator pH 0-14 | 3 | 1 | pcs | -
RM | Sodium caseinate | Identification (Biuret reation) | 1 | - | Analytical balance 4 dg | 5 | 5 | min | -
RM | Sodium caseinate | Identification (Biuret reation) | 1 | - | Beaker 50 ml. | 4 | 1 | pcs | -
RM | Sodium caseinate | Identification (Biuret reation) | 1 | - | Sodium hydroxide TS. | 2 | 10 | ml. | 4082
RM | Sodium caseinate | Identification (Biuret reation) | 1 | - | 0.5 N Cupric sulfate TS. | 2 | 0.25 | ml. | 4021
RM | Sodium caseinate | Identification (Biuret reation) | 1 | - | Stirring rod | 4 | 1 | pcs | -
RM | Sodium caseinate | Identification (Isoelectric point preciptation) | 1 | - | Analytical balance 4 dg | 5 | 5 | min | -
RM | Sodium caseinate | Identification (Isoelectric point preciptation) | 1 | - | Beaker 50 ml. | 4 | 1 | pcs | -
RM | Sodium caseinate | Identification (Isoelectric point preciptation) | 1 | - | Sodium hydroxide TS. | 2 | 10 | ml. | 4082
RM | Sodium caseinate | Identification (Isoelectric point preciptation) | 1 | A020 | Acetic acid, Glacial | 1 | 1 | ml. | -
RM | Sodium caseinate | Identification (Isoelectric point preciptation) | 1 | - | Stirring rod | 4 | 1 | pcs | -
RM | Sodium caseinate | Identification (Color reaction) | 1 | - | Analytical balance 5 dg | 5 | 5 | min | -
RM | Sodium caseinate | Identification (Color reaction) | 1 | - | Beaker 50 ml. | 4 | 1 | pcs | -
RM | Sodium caseinate | Identification (Color reaction) | 1 | - | Mercuric nitrate TS. | 2 | 1.5 | ml. | None in WI
RM | Sodium caseinate | Identification (Color reaction) | 1 | - | Sodium nitrate TS. | 2 | 0.25 | ml. | None in WI
RM | Sodium caseinate | Identification (Color reaction) | 1 | - | Water bath | 5 | 3 | min | -
RM | Sodium caseinate | Purity (Loss on drying) | 1 | - | Weighting bottle | 4 | 3 | pcs | -
RM | Sodium caseinate | Purity (Loss on drying) | 1 | - | Analytical balance 4 dg | 5 | 5 | min | -
RM | Sodium caseinate | Purity (Loss on drying) | 1 | - | Desicator | 4 | 30 | min | -
RM | Sodium caseinate | Purity (Loss on drying) | 1 | - | Hot air oven | 5 | 180 | min | -
RM | Sodium caseinate | Purity (Solubility in water) | 1 | - | Analytical balance 5 dg | 5 | 5 | min | -
RM | Sodium caseinate | Purity (Solubility in water) | 3 | - | Beaker 150 ml. | 4 | 3 | pcs | -
RM | Sodium caseinate | Purity (Solubility in water) | 1 | - | 0.1 N Sodium hydroxide VS. | 2 | 2 | ml. | None in WI
RM | Sodium caseinate | Purity (Solubility in water) | 1 | - | Water bath | 5 | 5 | min | -
RM | Sodium caseinate | Purity (Solubility in water) | 1 | - | Magnetic bar | 4 | 1 | pcs | -
RM | Sodium caseinate | Purity (Solubility in water) | 1 | - | Magnetic stirrer | 4 | 1 | pcs | -
RM | Sodium caseinate | pH | 1 | - | Analytical balance 2 dg | 5 | 5 | min | -
RM | Sodium caseinate | pH | 3 | - | Beaker 100 ml. | 4 | 1 | pcs | -
RM | Sodium caseinate | pH | 1 | - | pH meter | 5 | 5 | min | -
RM | Sodium caseinate | pH | 3 | - | Magnetic bar | 4 | 1 | pcs | -
RM | Sodium caseinate | pH | 3 | - | Magnetic stirrer | 4 | 1 | pcs | -
RM | Sodium caseinate | Sulfate ash | 1 | - | Analytical balance 4 dg | 5 | 5 | min | -
RM | Sodium caseinate | Sulfate ash | 1 | - | Crucible 50 ml. | 4 | 3 | pcs | -
RM | Sodium caseinate | Sulfate ash | 1 | - | Hot plate | 4 | 360 | min | -
RM | Sodium caseinate | Sulfate ash | 1 | - | Muffle furnace | 5 | 720 | min | -
RM | Sodium caseinate | Sulfate ash | 1 | - | Desicator | 4 | 30 | min | -
RM | Sodium caseinate | Lead | 1 | - | Volumetric flask 100 ml. | 4 | 5 | pcs | -
RM | Sodium caseinate | Lead | 1 | - | Graduated pipet 1 ml. | 4 | 5 | pcs | -
RM | Sodium caseinate | Lead | 3 | - | Beaker 50 ml. | 4 | 3 | pcs | -
RM | Sodium caseinate | Lead | 1 | - | Analytical balance 4 dg | 5 | 5 | min | -
RM | Sodium caseinate | Lead | 1 | - | Magnetic bar | 4 | 1 | pcs | -
RM | Sodium caseinate | Lead | 1 | - | Magnetic stirrer | 4 | 1 | pcs | -
RM | Sodium caseinate | Lead | 1 | - | Volumetric flask 50 ml. | 4 | 6 | pcs | -
RM | Sodium caseinate | Lead | 1 | - | Fuunel plastic | 4 | 3 | pcs | -
RM | Sodium caseinate | Lead | 1 | - | Beaker 100 ml. | 4 | 2 | pcs | -
RM | Sodium caseinate | Lead | 1 | - | Graduated pipet 10 ml. | 4 | 2 | pcs | -
RM | Sodium caseinate | Lead | 1 | - | ICP-OES | 5 | 60 | min | -
RM | Sodium caseinate | Lead | 1 | S016 | Sulfuric acid | 1 | 60 | ml. | -
RM | Sodium caseinate | Lead | 1 | H002 | Hydrochloric acid | 1 | 75 | ml. | -
RM | Sodium caseinate | Assay | 1 | - | Analytical balance 4 dg | 5 | 5 | min | -
RM | Sodium caseinate | Assay | 3 | - | Tin foil | 3 | 1 | pcs | -
RM | Sodium caseinate | Assay | 3 | - | Nitrogen determination (LECO) | 5 | 4 | min | -
RM | Sodium caseinate | Assay | 3 | E009 | EDTA for LECO | 1 | 0.5 | g. | -
RM | Sodium caseinate | Assay | 3 | - | Forcep | 4 | 1 | pcs | -
RM | Sodium caseinate | Sand test | 1 | - | Analytical balance 2 dg | 5 | 5 | min | -
RM | Sodium caseinate | Sand test | 1 | - | Sedimentation | 3 | 3 | pcs | -
RM | Sodium caseinate | Sand test | 3 | - | Blender | 4 | 1 | pcs | -
RM | Sodium caseinate | Sand test | 1 | - | Fillter paper No.2 | 4 | 3 | pcs | -
RM | Sodium caseinate | Sand test | 1 | - | Hot air oven | 5 | 180 | min | -
RM | Sodium caseinate | Sand test | 1 | - | Desicator | 4 | 30 | min | -
RM | Sodium caseinate | Sand test | 1 | - | Vacuum | 4 | 1 | pcs | -
RM | Sodium caseinate | Chloride | 1 | - | Analytical balance 4 dg | 5 | 5 | min | -
RM | Sodium caseinate | Chloride | 3 | - | Beaker 100 ml. | 4 | 1 | pcs | -
RM | Sodium caseinate | Chloride | 1 | - | Magnetic bar | 4 | 1 | pcs | -
RM | Sodium caseinate | Chloride | 1 | - | Magnetic stirrer | 4 | 1 | pcs | -
RM | Sodium caseinate | Chloride | 1 | - | Volumetric flask 50 ml. | 4 | 3 | pcs | -
RM | Sodium caseinate | Chloride | 1 | - | Salt analyzer | 5 | 10 | min | -
RM | Sodium caseinate | Chloride | 1 | - | Pipet 25 ul. | 4 | 1 | pcs | -
RM | Sodium caseinate | Sodium + Potassium | 1 | - | Volumetric flask 100 ml. | 4 | 7 | pcs | -
RM | Sodium caseinate | Sodium + Potassium | 1 | - | Graduated pipet 2 ml. | 4 | 2 | pcs | -
RM | Sodium caseinate | Sodium + Potassium | 3 | - | Beaker 50 ml. | 4 | 1 | pcs | -
RM | Sodium caseinate | Sodium + Potassium | 1 | - | Analytical balance 4 dg | 5 | 5 | min | -
RM | Sodium caseinate | Sodium + Potassium | 1 | - | กระจกนาฬิกา | 4 | 1 | pcs | -
RM | Sodium caseinate | Sodium + Potassium | 1 | - | Volumetric pipet 10 ml. | 4 | 1 | pcs | -
RM | Sodium caseinate | Sodium + Potassium | 1 | - | 50% v/v Nitric acid | 2 | 40 | ml. | 4202
RM | Sodium caseinate | Sodium + Potassium | 1 | - | Hot plate | 4 | 60 | min | -
RM | Sodium caseinate | Sodium + Potassium | 1 | - | Funnel | 4 | 3 | pcs | -
RM | Sodium caseinate | Sodium + Potassium | 1 | - | Volumetric flask 50 ml. | 4 | 3 | pcs | -
RM | Sodium caseinate | Sodium + Potassium | 1 | - | ICP-OES | 5 | 60 | min | -
RM | Sodium caseinate | Sodium + Potassium | 1 | - | Ammoniummolybdate 10000 ppm. | 2 | 11 | ml. | 4201
RM | Vanilla coaton M-0615 | Description | 1 | - | None | None | None | None | -
RM | Vanilla coaton M-0615 | Heavy metals | 1 | - | Crucible 50 ml. | 4 | 2 | pcs | -
RM | Vanilla coaton M-0615 | Heavy metals | 1 | - | Beaker 150 ml. | 4 | 1 | pcs | -
RM | Vanilla coaton M-0615 | Heavy metals | 1 | - | Muffle furnace | 5 | 720 | min | -
RM | Vanilla coaton M-0615 | Heavy metals | 1 | - | Hot plate | 4 | 360 | min | -
RM | Vanilla coaton M-0615 | Heavy metals | 1 | - | Graduated pipet 1 ml. | 4 | 1 | pcs | -
RM | Vanilla coaton M-0615 | Heavy metals | 1 | N011 | Nitric acid | 1 | 4 | ml. | -
RM | Vanilla coaton M-0615 | Heavy metals | 1 | H002 | Hydrochloric acid | 1 | 10 | ml. | -
RM | Vanilla coaton M-0615 | Heavy metals | 1 |  | Water bath | 4 | 1 | pcs | -
RM | Vanilla coaton M-0615 | Heavy metals | 1 |  | Dilute acetic acid | 2 | 4 | ml. | 4110
RM | Vanilla coaton M-0615 | Heavy metals | 1 | S016 | Sulfuric acid | 1 | 10 | ml. | -
RM | Vanilla coaton M-0615 | Heavy metals | 1 | - | Phenolpthalien TS. | 2 | 0.5 | ml. | 1010
RM | Vanilla coaton M-0615 | Heavy metals | 1 | - | Ammonia TS. | 2 | 1 | ml. | 4109
RM | Vanilla coaton M-0615 | Heavy metals | 1 | - | Sodium sulfide | 2 | 0.5 | ml. | 4087
RM | Vanilla coaton M-0615 | Heavy metals | 1 | - | Glass tube 50 ml. | 4 | 2 | pcs | -
RM | Vanilla coaton M-0615 | Heavy metals | 1 | - | Analytical balance 4 dg | 5 | 5 | min | -
RM | Vanilla coaton M-0615 | Arsenic | 1 | - | Analytical balance 4 dg | 5 | 5 | min | -
RM | Vanilla coaton M-0615 | Arsenic | 1 | - | Pipet 10 ml. | 4 | 1 | pcs | -
RM | Vanilla coaton M-0615 | Arsenic | 1 | - | Pipet 5 ml. | 4 | 2 | pcs | -
RM | Vanilla coaton M-0615 | Arsenic | 1 | - | Pipet 1 ml. | 4 | 4 | pcs | -
RM | Vanilla coaton M-0615 | Arsenic | 1 | - | Pipet 2 ml. | 4 | 1 | pcs | -
RM | Vanilla coaton M-0615 | Arsenic | 1 | - | Pipet 3 ml. | 4 | 2 | pcs | -
RM | Vanilla coaton M-0615 | Arsenic | 1 | - | Pipet 20 ml. | 4 | 1 | pcs | -
RM | Vanilla coaton M-0615 | Arsenic | 1 | - | Beaker 50 ml. | 4 | 1 | pcs | -
RM | Vanilla coaton M-0615 | Arsenic | 1 | - | Volumetric flask 100 ml. | 4 | 4 | pcs | -
RM | Vanilla coaton M-0615 | Arsenic | 1 | - | Volumetric flask 50 ml. | 4 | 2 | pcs | -
RM | Vanilla coaton M-0615 | Arsenic | 1 | - | Volumetric flask 500 ml. | 4 | 1 | pcs | -
RM | Vanilla coaton M-0615 | Arsenic | 1 | - | Volumetric flask 1000 ml. | 4 | 1 | pcs | -
RM | Vanilla coaton M-0615 | Arsenic | 1 | - | Generator bottle | 4 | 4 | pcs | -
RM | Vanilla coaton M-0615 | Arsenic | 1 | - | อุปกรณ์ Arsenic | 4 | 4 | pcs | -
RM | Vanilla coaton M-0615 | Arsenic | 1 | - | Arseni trioxide | 2 | 0.1 | g. | None in WI
RM | Vanilla coaton M-0615 | Arsenic | 1 | P045 | Propan-2-ol RS for HPLC | 1 | 4 | ml. | -
RM | Vanilla coaton M-0615 | Arsenic | 1 | - | Sodium hydroxide solution (1 in 5) | 2 | 5 | ml. | None in WI
RM | Vanilla coaton M-0615 | Arsenic | 1 | - | 2 N Sulfuric acid | 2 | 50 | ml. | 4094
RM | Vanilla coaton M-0615 | Arsenic | 1 | - | 7 N Sulfuric acid | 2 | 500 | ml. | None in WI
RM | Vanilla coaton M-0615 | Arsenic | 1 | - | Tin (II) chloride | 2 | 100 | ml. | 4190
RM | Vanilla coaton M-0615 | Arsenic | 1 | - | Lead (II) acetate | 2 | 100 | ml. | 4112
RM | Vanilla coaton M-0615 | Arsenic | 1 | - | Absorbing solution | 2 | 100 | ml. | 4187
RM | Vanilla coaton M-0615 | Arsenic | 1 | - | Potassium iodide TS. | 2 | 50 | ml. | 4113
RM | Vanilla coaton M-0615 | Loss on drying | 1 | - | Weighting bottle | 4 | 3 | pcs | -
RM | Vanilla coaton M-0615 | Loss on drying | 1 | - | Analytical balance 4 dg | 5 | 5 | min | -
RM | Vanilla coaton M-0615 | Loss on drying | 1 | - | Desicator | 4 | 30 | min | -
RM | Vanilla coaton M-0615 | Loss on drying | 1 | - | Hot air oven | 5 | 180 | min | -
RM | Evodry vanilla crown milk flavor 318853 | Appearance | 1 | - | None | None | None | None | -
RM | Evodry vanilla crown milk flavor 318853 | Loss on drying | 1 | - | Weighting bottle | 4 | 3 | pcs | -
RM | Evodry vanilla crown milk flavor 318853 | Loss on drying | 1 | - | Analytical balance 4 dg | 5 | 5 | min | -
RM | Evodry vanilla crown milk flavor 318853 | Loss on drying | 1 | - | Desicator | 4 | 30 | min | -
RM | Evodry vanilla crown milk flavor 318853 | Loss on drying | 1 | - | Hot air oven | 5 | 180 | min | -
RM | Evodry vanilla crown milk flavor 318853 | Heavy metals (Tin,Zinc,Copper) | 1 | - | Analytical balance 4 dg | 5 | 5 | min | -
RM | Evodry vanilla crown milk flavor 318853 | Heavy metals (Tin,Zinc,Copper) | 3 | - | Beaker 50 ml. | 4 | 1 | pcs | -
RM | Evodry vanilla crown milk flavor 318853 | Heavy metals (Tin,Zinc,Copper) | 1 | - | Magnetic bar | 4 | 1 | pcs | -
RM | Evodry vanilla crown milk flavor 318853 | Heavy metals (Tin,Zinc,Copper) | 1 | - | Magnetic stirrer | 4 | 1 | pcs | -
RM | Evodry vanilla crown milk flavor 318853 | Heavy metals (Tin,Zinc,Copper) | 1 | - | Volumetric flask 50 ml. | 4 | 6 | pcs | -
RM | Evodry vanilla crown milk flavor 318853 | Heavy metals (Tin,Zinc,Copper) | 1 | - | Fuunel plastic | 4 | 1 | pcs | -
RM | Evodry vanilla crown milk flavor 318853 | Heavy metals (Tin,Zinc,Copper) | 1 | - | Volumetric flask 100 ml. | 4 | 4 | pcs | -
RM | Evodry vanilla crown milk flavor 318853 | Heavy metals (Tin,Zinc,Copper) | 1 | - | ICP-OES | 5 | 30 | min | -
RM | Evodry vanilla crown milk flavor 318853 | Heavy metals (Lead) | 1 | - | Analytical balance 4 dg | 5 | 5 | min | -
RM | Evodry vanilla crown milk flavor 318853 | Heavy metals (Lead) | 3 | - | Beaker 50 ml. | 4 | 1 | pcs | -
RM | Evodry vanilla crown milk flavor 318853 | Heavy metals (Lead) | 1 | - | Magnetic bar | 4 | 1 | pcs | -
RM | Evodry vanilla crown milk flavor 318853 | Heavy metals (Lead) | 1 | - | Magnetic stirrer | 4 | 1 | pcs | -
RM | Evodry vanilla crown milk flavor 318853 | Heavy metals (Lead) | 1 | - | Volumetric flask 50 ml. | 4 | 6 | pcs | -
RM | Evodry vanilla crown milk flavor 318853 | Heavy metals (Lead) | 1 | - | Fuunel plastic | 4 | 1 | pcs | -
RM | Evodry vanilla crown milk flavor 318853 | Heavy metals (Lead) | 1 | - | Volumetric flask 100 ml. | 4 | 4 | pcs | -
RM | Evodry vanilla crown milk flavor 318853 | Heavy metals (Lead) | 1 | - | ICP-OES | 5 | 30 | min | -
RM | Evodry vanilla crown milk flavor 318853 | Heavy metals (Lead) | 1 | - | Graduated pipet 10 ml. | 4 | 2 | pcs | -
RM | Evodry vanilla crown milk flavor 318853 | Heavy metals (Lead) | 1 | - | Beaker 100 ml. | 4 | 2 | pcs | -
RM | Evodry vanilla crown milk flavor 318853 | Heavy metals (Lead) | 1 | S016 | Sulfuric acid | 1 | 44 | ml. | -
RM | Evodry vanilla crown milk flavor 318853 | Heavy metals (Lead) | 1 | H002 | Hydrochloric acid | 1 | 55 | ml. | -
RM | Fresh milk flavor WL-MKFP-4 | Appearance | 1 | - | None | None | None | None | -
RM | Fresh milk flavor WL-MKFP-4 | Water content | 1 | - | Karl fisher | 5 | 90 | min | -
RM | Fresh milk flavor WL-MKFP-4 | Water content | 1 | C009 | Combititrant 5 | 1 | 30 | ml. | -
RM | Fresh milk flavor WL-MKFP-4 | Water content | 1 | H005 | Hydranal-Methanol Dry | 1 | 150 | ml. | -
RM | Fresh milk flavor WL-MKFP-4 | Water content | 1 | - | Analytical balance 4 dg | 5 | 5 | min | -
RM | Fresh milk flavor WL-MKFP-4 | Water content | 3 | - | Weighting boat plastic | 4 | 1 | pcs | -
RM | Fresh milk flavor WL-MKFP-4 | Heavy metals (Tin,Zinc,Copper) | 1 | - | Analytical balance 4 dg | 5 | 5 | min | -
RM | Fresh milk flavor WL-MKFP-4 | Heavy metals (Tin,Zinc,Copper) | 3 | - | Beaker 50 ml. | 4 | 1 | pcs | -
RM | Fresh milk flavor WL-MKFP-4 | Heavy metals (Tin,Zinc,Copper) | 1 | - | Magnetic bar | 4 | 1 | pcs | -
RM | Fresh milk flavor WL-MKFP-4 | Heavy metals (Tin,Zinc,Copper) | 1 | - | Magnetic stirrer | 4 | 1 | pcs | -
RM | Fresh milk flavor WL-MKFP-4 | Heavy metals (Tin,Zinc,Copper) | 1 | - | Volumetric flask 50 ml. | 4 | 6 | pcs | -
RM | Fresh milk flavor WL-MKFP-4 | Heavy metals (Tin,Zinc,Copper) | 1 | - | Fuunel plastic | 4 | 1 | pcs | -
RM | Fresh milk flavor WL-MKFP-4 | Heavy metals (Tin,Zinc,Copper) | 1 | - | Volumetric flask 100 ml. | 4 | 4 | pcs | -
RM | Fresh milk flavor WL-MKFP-4 | Heavy metals (Tin,Zinc,Copper) | 1 | - | ICP-OES | 5 | 30 | min | -
RM | Fresh milk flavor WL-MKFP-4 | Heavy metals (Lead) | 1 | - | Analytical balance 4 dg | 5 | 5 | min | -
RM | Fresh milk flavor WL-MKFP-4 | Heavy metals (Lead) | 3 | - | Beaker 50 ml. | 4 | 1 | pcs | -
RM | Fresh milk flavor WL-MKFP-4 | Heavy metals (Lead) | 1 | - | Magnetic bar | 4 | 1 | pcs | -
RM | Fresh milk flavor WL-MKFP-4 | Heavy metals (Lead) | 1 | - | Magnetic stirrer | 4 | 1 | pcs | -
RM | Fresh milk flavor WL-MKFP-4 | Heavy metals (Lead) | 1 | - | Volumetric flask 50 ml. | 4 | 6 | pcs | -
RM | Fresh milk flavor WL-MKFP-4 | Heavy metals (Lead) | 1 | - | Fuunel plastic | 4 | 1 | pcs | -
RM | Fresh milk flavor WL-MKFP-4 | Heavy metals (Lead) | 1 | - | Volumetric flask 100 ml. | 4 | 4 | pcs | -
RM | Fresh milk flavor WL-MKFP-4 | Heavy metals (Lead) | 1 | - | ICP-OES | 5 | 30 | min | -
RM | Fresh milk flavor WL-MKFP-4 | Heavy metals (Lead) | 1 | - | Graduated pipet 10 ml. | 4 | 2 | pcs | -
RM | Fresh milk flavor WL-MKFP-4 | Heavy metals (Lead) | 1 | - | Beaker 100 ml. | 4 | 2 | pcs | -
RM | Fresh milk flavor WL-MKFP-4 | Heavy metals (Lead) | 1 | S016 | Sulfuric acid | 1 | 44 | ml. | -
RM | Fresh milk flavor WL-MKFP-4 | Heavy metals (Lead) | 1 | H002 | Hydrochloric acid | 1 | 55 | ml. | -
RM | Japanese rice flavour rods 002016 | Appearance | 1 | - | None | None | None | None | -
RM | Japanese rice flavour rods 002016 | Water content | 1 | - | Karl fisher | 5 | 90 | min | -
RM | Japanese rice flavour rods 002016 | Water content | 1 | C009 | Combititrant 5 | 1 | 30 | ml. | -
RM | Japanese rice flavour rods 002016 | Water content | 1 | H005 | Hydranal-Methanol Dry | 1 | 150 | ml. | -
RM | Japanese rice flavour rods 002016 | Water content | 1 | - | Analytical balance 4 dg | 5 | 5 | min | -
RM | Japanese rice flavour rods 002016 | Water content | 3 | - | Weighting boat plastic | 4 | 1 | pcs | -
RM | Japanese rice flavour rods 002016 | Heavy metals (Tin,Zinc,Copper) | 1 | - | Analytical balance 4 dg | 5 | 5 | min | -
RM | Japanese rice flavour rods 002016 | Heavy metals (Tin,Zinc,Copper) | 3 | - | Beaker 50 ml. | 4 | 1 | pcs | -
RM | Japanese rice flavour rods 002016 | Heavy metals (Tin,Zinc,Copper) | 1 | - | Magnetic bar | 4 | 1 | pcs | -
RM | Japanese rice flavour rods 002016 | Heavy metals (Tin,Zinc,Copper) | 1 | - | Magnetic stirrer | 4 | 1 | pcs | -
RM | Japanese rice flavour rods 002016 | Heavy metals (Tin,Zinc,Copper) | 1 | - | Volumetric flask 50 ml. | 4 | 6 | pcs | -
RM | Japanese rice flavour rods 002016 | Heavy metals (Tin,Zinc,Copper) | 1 | - | Fuunel plastic | 4 | 1 | pcs | -
RM | Japanese rice flavour rods 002016 | Heavy metals (Tin,Zinc,Copper) | 1 | - | Volumetric flask 100 ml. | 4 | 4 | pcs | -
RM | Japanese rice flavour rods 002016 | Heavy metals (Tin,Zinc,Copper) | 1 | - | ICP-OES | 5 | 30 | min | -
RM | Japanese rice flavour rods 002016 | Heavy metals (Lead) | 1 | - | Analytical balance 4 dg | 5 | 5 | min | -
RM | Japanese rice flavour rods 002016 | Heavy metals (Lead) | 3 | - | Beaker 50 ml. | 4 | 1 | pcs | -
RM | Japanese rice flavour rods 002016 | Heavy metals (Lead) | 1 | - | Magnetic bar | 4 | 1 | pcs | -
RM | Japanese rice flavour rods 002016 | Heavy metals (Lead) | 1 | - | Magnetic stirrer | 4 | 1 | pcs | -
RM | Japanese rice flavour rods 002016 | Heavy metals (Lead) | 1 | - | Volumetric flask 50 ml. | 4 | 6 | pcs | -
RM | Japanese rice flavour rods 002016 | Heavy metals (Lead) | 1 | - | Fuunel plastic | 4 | 1 | pcs | -
RM | Japanese rice flavour rods 002016 | Heavy metals (Lead) | 1 | - | Volumetric flask 100 ml. | 4 | 4 | pcs | -
RM | Japanese rice flavour rods 002016 | Heavy metals (Lead) | 1 | - | ICP-OES | 5 | 30 | min | -
RM | Japanese rice flavour rods 002016 | Heavy metals (Lead) | 1 | - | Graduated pipet 10 ml. | 4 | 2 | pcs | -
RM | Japanese rice flavour rods 002016 | Heavy metals (Lead) | 1 | - | Beaker 100 ml. | 4 | 2 | pcs | -
RM | Japanese rice flavour rods 002016 | Heavy metals (Lead) | 1 | S016 | Sulfuric acid | 1 | 44 | ml. | -
RM | Japanese rice flavour rods 002016 | Heavy metals (Lead) | 1 | H002 | Hydrochloric acid | 1 | 55 | ml. | -
RM | WL-HM-10 Melon flavor powder | Appearance | 1 | - | None | None | None | None | -
RM | WL-HM-10 Melon flavor powder | Moisture content | 3 | - | Weighting bottle | 4 | 1 | pcs | -
RM | WL-HM-10 Melon flavor powder | Moisture content | 1 | - | Analytical balance 4 dg | 5 | 5 | min | -
RM | WL-HM-10 Melon flavor powder | Moisture content | 1 | - | Desicator | 4 | 30 | min | -
RM | WL-HM-10 Melon flavor powder | Moisture content | 1 | - | Hot air oven | 5 | 180 | min | -
RM | WL-HM-10 Melon flavor powder | Heavy metals (Tin,Zinc,Copper) | 1 | - | Analytical balance 4 dg | 5 | 5 | min | -
RM | WL-HM-10 Melon flavor powder | Heavy metals (Tin,Zinc,Copper) | 3 | - | Beaker 50 ml. | 4 | 1 | pcs | -
RM | WL-HM-10 Melon flavor powder | Heavy metals (Tin,Zinc,Copper) | 1 | - | Magnetic bar | 4 | 1 | pcs | -
RM | WL-HM-10 Melon flavor powder | Heavy metals (Tin,Zinc,Copper) | 1 | - | Magnetic stirrer | 4 | 1 | pcs | -
RM | WL-HM-10 Melon flavor powder | Heavy metals (Tin,Zinc,Copper) | 1 | - | Volumetric flask 50 ml. | 4 | 6 | pcs | -
RM | WL-HM-10 Melon flavor powder | Heavy metals (Tin,Zinc,Copper) | 1 | - | Fuunel plastic | 4 | 1 | pcs | -
RM | WL-HM-10 Melon flavor powder | Heavy metals (Tin,Zinc,Copper) | 1 | - | Volumetric flask 100 ml. | 4 | 4 | pcs | -
RM | WL-HM-10 Melon flavor powder | Heavy metals (Tin,Zinc,Copper) | 1 | - | ICP-OES | 5 | 30 | min | -
RM | WL-HM-10 Melon flavor powder | Heavy metals (Lead) | 1 | - | Analytical balance 4 dg | 5 | 5 | min | -
RM | WL-HM-10 Melon flavor powder | Heavy metals (Lead) | 3 | - | Beaker 50 ml. | 4 | 1 | pcs | -
RM | WL-HM-10 Melon flavor powder | Heavy metals (Lead) | 1 | - | Magnetic bar | 4 | 1 | pcs | -
RM | WL-HM-10 Melon flavor powder | Heavy metals (Lead) | 1 | - | Magnetic stirrer | 4 | 1 | pcs | -
RM | WL-HM-10 Melon flavor powder | Heavy metals (Lead) | 1 | - | Volumetric flask 50 ml. | 4 | 6 | pcs | -
RM | WL-HM-10 Melon flavor powder | Heavy metals (Lead) | 1 | - | Fuunel plastic | 4 | 1 | pcs | -
RM | WL-HM-10 Melon flavor powder | Heavy metals (Lead) | 1 | - | Volumetric flask 100 ml. | 4 | 4 | pcs | -
RM | WL-HM-10 Melon flavor powder | Heavy metals (Lead) | 1 | - | Atomic absorbtion meter | 5 | 60 | min | -
RM | WL-HM-10 Melon flavor powder | Heavy metals (Lead) | 1 | - | Graduated pipet 10 ml. | 4 | 2 | pcs | -
RM | WL-HM-10 Melon flavor powder | Heavy metals (Lead) | 1 | - | Beaker 100 ml. | 4 | 2 | pcs | -
RM | WL-HM-10 Melon flavor powder | Heavy metals (Lead) | 1 | S016 | Sulfuric acid | 1 | 44 | ml. | -
RM | WL-HM-10 Melon flavor powder | Heavy metals (Lead) | 1 | H002 | Hydrochloric acid | 1 | 55 | ml. | -
RM | Vanilla flavor (Frutaroam 1405003) | Description | 1 | - | None | None | None | None | -
RM | Vanilla flavor (Frutaroam 1405003) | Heavy metals | 1 | - | Crucible 50 ml. | 4 | 2 | pcs | -
RM | Vanilla flavor (Frutaroam 1405003) | Heavy metals | 1 | H002 | Hydrochloric acid | 1 | 10 | ml. | -
RM | Vanilla flavor (Frutaroam 1405003) | Heavy metals | 1 | N011 | Nitric acid | 1 | 4 | ml. | -
RM | Vanilla flavor (Frutaroam 1405003) | Heavy metals | 1 |  | Water bath | 4 | 1 | pcs | -
RM | Vanilla flavor (Frutaroam 1405003) | Heavy metals | 1 |  | Dilute acetic acid | 2 | 10 | ml. | 4110
RM | Vanilla flavor (Frutaroam 1405003) | Heavy metals | 1 | - | Crucible 50 ml. | 4 | 2 | pcs | -
RM | Vanilla flavor (Frutaroam 1405003) | Heavy metals | 1 | - | Beaker 150 ml. | 4 | 1 | pcs | -
RM | Vanilla flavor (Frutaroam 1405003) | Heavy metals | 1 | - | Muffle furnace | 5 | 720 | min | -
RM | Vanilla flavor (Frutaroam 1405003) | Heavy metals | 1 | - | Hot plate | 4 | 360 | min | -
RM | Vanilla flavor (Frutaroam 1405003) | Heavy metals | 1 | - | Graduated pipet 1 ml. | 4 | 1 | pcs | -
RM | Vanilla flavor (Frutaroam 1405003) | Heavy metals | 1 | S016 | Sulfuric acid | 1 | 10 | ml. | -
RM | Vanilla flavor (Frutaroam 1405003) | Heavy metals | 1 | - | Phenolpthalien TS. | 2 | 0.5 | ml. | 1010
RM | Vanilla flavor (Frutaroam 1405003) | Heavy metals | 1 | - | Ammonia TS. | 2 | 1 | ml. | 4109
RM | Vanilla flavor (Frutaroam 1405003) | Heavy metals | 1 | - | Sodium sulfide | 2 | 0.5 | ml. | 4087
RM | Vanilla flavor (Frutaroam 1405003) | Heavy metals | 1 | - | Glass tube 50 ml. | 4 | 2 | pcs | -
RM | Vanilla flavor (Frutaroam 1405003) | Heavy metals | 1 | - | Analytical balance 4 dg | 5 | 5 | min | -
RM | Vanilla flavor (Frutaroam 1405003) | Arsenic | 1 | - | Analytical balance 4 dg | 5 | 5 | min | -
RM | Vanilla flavor (Frutaroam 1405003) | Arsenic | 1 | - | Pipet 10 ml. | 4 | 1 | pcs | -
RM | Vanilla flavor (Frutaroam 1405003) | Arsenic | 1 | - | Pipet 5 ml. | 4 | 2 | pcs | -
RM | Vanilla flavor (Frutaroam 1405003) | Arsenic | 1 | - | Pipet 1 ml. | 4 | 4 | pcs | -
RM | Vanilla flavor (Frutaroam 1405003) | Arsenic | 1 | - | Pipet 2 ml. | 4 | 1 | pcs | -
RM | Vanilla flavor (Frutaroam 1405003) | Arsenic | 1 | - | Pipet 3 ml. | 4 | 2 | pcs | -
RM | Vanilla flavor (Frutaroam 1405003) | Arsenic | 1 | - | Pipet 20 ml. | 4 | 1 | pcs | -
RM | Vanilla flavor (Frutaroam 1405003) | Arsenic | 1 | - | Beaker 50 ml. | 4 | 1 | pcs | -
RM | Vanilla flavor (Frutaroam 1405003) | Arsenic | 1 | - | Volumetric flask 100 ml. | 4 | 4 | pcs | -
RM | Vanilla flavor (Frutaroam 1405003) | Arsenic | 1 | - | Volumetric flask 50 ml. | 4 | 2 | pcs | -
RM | Vanilla flavor (Frutaroam 1405003) | Arsenic | 1 | - | Volumetric flask 500 ml. | 4 | 1 | pcs | -
RM | Vanilla flavor (Frutaroam 1405003) | Arsenic | 1 | - | Volumetric flask 1000 ml. | 4 | 1 | pcs | -
RM | Vanilla flavor (Frutaroam 1405003) | Arsenic | 1 | - | Generator bottle | 4 | 4 | pcs | -
RM | Vanilla flavor (Frutaroam 1405003) | Arsenic | 1 | - | อุปกรณ์ Arsenic | 4 | 4 | pcs | -
RM | Vanilla flavor (Frutaroam 1405003) | Arsenic | 1 | - | Arseni trioxide | 2 | 0.1 | g. | None in WI
RM | Vanilla flavor (Frutaroam 1405003) | Arsenic | 1 | P045 | Propan-2-ol RS for HPLC | 1 | 4 | ml. | -
RM | Vanilla flavor (Frutaroam 1405003) | Arsenic | 1 | - | Sodium hydroxide solution (1 in 5) | 2 | 5 | ml. | None in WI
RM | Vanilla flavor (Frutaroam 1405003) | Arsenic | 1 | - | 2 N Sulfuric acid | 2 | 50 | ml. | 4094
RM | Vanilla flavor (Frutaroam 1405003) | Arsenic | 1 | - | 7 N Sulfuric acid | 2 | 500 | ml. | None in WI
RM | Vanilla flavor (Frutaroam 1405003) | Arsenic | 1 | - | Tin (II) chloride | 2 | 100 | ml. | 4190
RM | Vanilla flavor (Frutaroam 1405003) | Arsenic | 1 | - | Lead (II) acetate | 2 | 100 | ml. | 4112
RM | Vanilla flavor (Frutaroam 1405003) | Arsenic | 1 | - | Absorbing solution | 2 | 100 | ml. | 4187
RM | Vanilla flavor (Frutaroam 1405003) | Arsenic | 1 | - | Potassium iodide TS. | 2 | 50 | ml. | 4113
RM | Vanilla flavor (Frutaroam 1405003) | Loss on drying | 1 | - | Weighting bottle | 4 | 3 | pcs | -
RM | Vanilla flavor (Frutaroam 1405003) | Loss on drying | 1 | - | Analytical balance 4 dg | 5 | 5 | min | -
RM | Vanilla flavor (Frutaroam 1405003) | Loss on drying | 1 | - | Desicator | 4 | 30 | min | -
RM | Vanilla flavor (Frutaroam 1405003) | Loss on drying | 1 | - | Hot air oven | 5 | 180 | min | -
RM | Pandan flavour powder 889081 | Appearance | 1 | - | None | None | None | None | -
RM | Pandan flavour powder 889081 | Water content | 1 | - | Karl fisher | 5 | 90 | min | -
RM | Pandan flavour powder 889081 | Water content | 1 | C009 | Combititrant 5 | 1 | 30 | ml. | -
RM | Pandan flavour powder 889081 | Water content | 1 | H005 | Hydranal-Methanol Dry | 1 | 150 | ml. | -
RM | Pandan flavour powder 889081 | Water content | 1 | - | Analytical balance 4 dg | 5 | 5 | min | -
RM | Pandan flavour powder 889081 | Water content | 3 | - | Weighting boat plastic | 4 | 1 | pcs | -
RM | Pandan flavour powder 889081 | Heavy metals (Tin,Zinc,Copper) | 1 | - | Analytical balance 4 dg | 5 | 5 | min | -
RM | Pandan flavour powder 889081 | Heavy metals (Tin,Zinc,Copper) | 3 | - | Beaker 50 ml. | 4 | 1 | pcs | -
RM | Pandan flavour powder 889081 | Heavy metals (Tin,Zinc,Copper) | 1 | - | Magnetic bar | 4 | 1 | pcs | -
RM | Pandan flavour powder 889081 | Heavy metals (Tin,Zinc,Copper) | 1 | - | Magnetic stirrer | 4 | 1 | pcs | -
RM | Pandan flavour powder 889081 | Heavy metals (Tin,Zinc,Copper) | 1 | - | Volumetric flask 50 ml. | 4 | 6 | pcs | -
RM | Pandan flavour powder 889081 | Heavy metals (Tin,Zinc,Copper) | 1 | - | Fuunel plastic | 4 | 1 | pcs | -
RM | Pandan flavour powder 889081 | Heavy metals (Tin,Zinc,Copper) | 1 | - | Volumetric flask 100 ml. | 4 | 4 | pcs | -
RM | Pandan flavour powder 889081 | Heavy metals (Tin,Zinc,Copper) | 1 | - | ICP-OES | 5 | 30 | min | -
RM | Pandan flavour powder 889081 | Heavy metals (Lead) | 1 | - | Analytical balance 4 dg | 5 | 5 | min | -
RM | Pandan flavour powder 889081 | Heavy metals (Lead) | 3 | - | Beaker 50 ml. | 4 | 1 | pcs | -
RM | Pandan flavour powder 889081 | Heavy metals (Lead) | 1 | - | Magnetic bar | 4 | 1 | pcs | -
RM | Pandan flavour powder 889081 | Heavy metals (Lead) | 1 | - | Magnetic stirrer | 4 | 1 | pcs | -
RM | Pandan flavour powder 889081 | Heavy metals (Lead) | 1 | - | Volumetric flask 50 ml. | 4 | 6 | pcs | -
RM | Pandan flavour powder 889081 | Heavy metals (Lead) | 1 | - | Fuunel plastic | 4 | 1 | pcs | -
RM | Pandan flavour powder 889081 | Heavy metals (Lead) | 1 | - | Volumetric flask 100 ml. | 4 | 4 | pcs | -
RM | Pandan flavour powder 889081 | Heavy metals (Lead) | 1 | - | Atomic absorbtion meter | 5 | 60 | min | -
RM | Pandan flavour powder 889081 | Heavy metals (Lead) | 1 | - | Graduated pipet 10 ml. | 4 | 2 | pcs | -
RM | Pandan flavour powder 889081 | Heavy metals (Lead) | 1 | - | Beaker 100 ml. | 4 | 2 | pcs | -
RM | Pandan flavour powder 889081 | Heavy metals (Lead) | 1 | S016 | Sulfuric acid | 1 | 44 | ml. | -
RM | Pandan flavour powder 889081 | Heavy metals (Lead) | 1 | H002 | Hydrochloric acid | 1 | 55 | ml. | -
RM | Melon flavour powder 8196391 | Appearance | 1 | - | None | None | None | None | -
RM | Melon flavour powder 8196391 | Water content | 1 | - | Karl fisher | 5 | 90 | min | -
RM | Melon flavour powder 8196391 | Water content | 1 | C009 | Combititrant 5 | 1 | 30 | ml. | -
RM | Melon flavour powder 8196391 | Water content | 1 | H005 | Hydranal-Methanol Dry | 1 | 150 | ml. | -
RM | Melon flavour powder 8196391 | Water content | 1 | - | Analytical balance 4 dg | 5 | 5 | min | -
RM | Melon flavour powder 8196391 | Water content | 3 | - | Weighting boat plastic | 4 | 1 | pcs | -
RM | Melon flavour powder 8196391 | Heavy metals (Tin,Zinc,Copper) | 1 | - | Analytical balance 4 dg | 5 | 5 | min | -
RM | Melon flavour powder 8196391 | Heavy metals (Tin,Zinc,Copper) | 3 | - | Beaker 50 ml. | 4 | 1 | pcs | -
RM | Melon flavour powder 8196391 | Heavy metals (Tin,Zinc,Copper) | 1 | - | Magnetic bar | 4 | 1 | pcs | -
RM | Melon flavour powder 8196391 | Heavy metals (Tin,Zinc,Copper) | 1 | - | Magnetic stirrer | 4 | 1 | pcs | -
RM | Melon flavour powder 8196391 | Heavy metals (Tin,Zinc,Copper) | 1 | - | Volumetric flask 50 ml. | 4 | 6 | pcs | -
RM | Melon flavour powder 8196391 | Heavy metals (Tin,Zinc,Copper) | 1 | - | Fuunel plastic | 4 | 1 | pcs | -
RM | Melon flavour powder 8196391 | Heavy metals (Tin,Zinc,Copper) | 1 | - | Volumetric flask 100 ml. | 4 | 4 | pcs | -
RM | Melon flavour powder 8196391 | Heavy metals (Tin,Zinc,Copper) | 1 | - | ICP-OES | 5 | 30 | min | -
RM | Melon flavour powder 8196391 | Heavy metals (Lead) | 1 | - | Analytical balance 4 dg | 5 | 5 | min | -
RM | Melon flavour powder 8196391 | Heavy metals (Lead) | 3 | - | Beaker 50 ml. | 4 | 1 | pcs | -
RM | Melon flavour powder 8196391 | Heavy metals (Lead) | 1 | - | Magnetic bar | 4 | 1 | pcs | -
RM | Melon flavour powder 8196391 | Heavy metals (Lead) | 1 | - | Magnetic stirrer | 4 | 1 | pcs | -
RM | Melon flavour powder 8196391 | Heavy metals (Lead) | 1 | - | Volumetric flask 50 ml. | 4 | 6 | pcs | -
RM | Melon flavour powder 8196391 | Heavy metals (Lead) | 1 | - | Fuunel plastic | 4 | 1 | pcs | -
RM | Melon flavour powder 8196391 | Heavy metals (Lead) | 1 | - | Volumetric flask 100 ml. | 4 | 4 | pcs | -
RM | Melon flavour powder 8196391 | Heavy metals (Lead) | 1 | - | Atomic absorbtion meter | 5 | 60 | min | -
RM | Melon flavour powder 8196391 | Heavy metals (Lead) | 1 | - | Graduated pipet 10 ml. | 4 | 2 | pcs | -
RM | Melon flavour powder 8196391 | Heavy metals (Lead) | 1 | - | Beaker 100 ml. | 4 | 2 | pcs | -
RM | Melon flavour powder 8196391 | Heavy metals (Lead) | 1 | S016 | Sulfuric acid | 1 | 44 | ml. | -
RM | Melon flavour powder 8196391 | Heavy metals (Lead) | 1 | H002 | Hydrochloric acid | 1 | 55 | ml. | -
RM | Vanilla cream flavor 229795 | Appearance | 1 | - | None | None | None | None | -
RM | Vanilla cream flavor 229795 | Water content | 1 | - | Karl fisher | 5 | 90 | min | -
RM | Vanilla cream flavor 229795 | Water content | 1 | C009 | Combititrant 5 | 1 | 30 | ml. | -
RM | Vanilla cream flavor 229795 | Water content | 1 | H005 | Hydranal-Methanol Dry | 1 | 150 | ml. | -
RM | Vanilla cream flavor 229795 | Water content | 1 | - | Analytical balance 4 dg | 5 | 5 | min | -
RM | Vanilla cream flavor 229795 | Water content | 3 | - | Weighting boat plastic | 4 | 1 | pcs | -
RM | Vanilla cream flavor 229795 | Heavy metals (Tin,Zinc,Copper) | 1 | - | Analytical balance 4 dg | 5 | 5 | min | -
RM | Vanilla cream flavor 229795 | Heavy metals (Tin,Zinc,Copper) | 3 | - | Beaker 50 ml. | 4 | 1 | pcs | -
RM | Vanilla cream flavor 229795 | Heavy metals (Tin,Zinc,Copper) | 1 | - | Magnetic bar | 4 | 1 | pcs | -
RM | Vanilla cream flavor 229795 | Heavy metals (Tin,Zinc,Copper) | 1 | - | Magnetic stirrer | 4 | 1 | pcs | -
RM | Vanilla cream flavor 229795 | Heavy metals (Tin,Zinc,Copper) | 1 | - | Volumetric flask 50 ml. | 4 | 6 | pcs | -
RM | Vanilla cream flavor 229795 | Heavy metals (Tin,Zinc,Copper) | 1 | - | Fuunel plastic | 4 | 1 | pcs | -
RM | Vanilla cream flavor 229795 | Heavy metals (Tin,Zinc,Copper) | 1 | - | Volumetric flask 100 ml. | 4 | 4 | pcs | -
RM | Vanilla cream flavor 229795 | Heavy metals (Tin,Zinc,Copper) | 1 | - | ICP-OES | 5 | 30 | min | -
RM | Vanilla cream flavor 229795 | Heavy metals (Lead) | 1 | - | Analytical balance 4 dg | 5 | 5 | min | -
RM | Vanilla cream flavor 229795 | Heavy metals (Lead) | 3 | - | Beaker 50 ml. | 4 | 1 | pcs | -
RM | Vanilla cream flavor 229795 | Heavy metals (Lead) | 1 | - | Magnetic bar | 4 | 1 | pcs | -
RM | Vanilla cream flavor 229795 | Heavy metals (Lead) | 1 | - | Magnetic stirrer | 4 | 1 | pcs | -
RM | Vanilla cream flavor 229795 | Heavy metals (Lead) | 1 | - | Volumetric flask 50 ml. | 4 | 6 | pcs | -
RM | Vanilla cream flavor 229795 | Heavy metals (Lead) | 1 | - | Fuunel plastic | 4 | 1 | pcs | -
RM | Vanilla cream flavor 229795 | Heavy metals (Lead) | 1 | - | Volumetric flask 100 ml. | 4 | 4 | pcs | -
RM | Vanilla cream flavor 229795 | Heavy metals (Lead) | 1 | - | Atomic absorbtion meter | 5 | 60 | min | -
RM | Vanilla cream flavor 229795 | Heavy metals (Lead) | 1 | - | Graduated pipet 10 ml. | 4 | 2 | pcs | -
RM | Vanilla cream flavor 229795 | Heavy metals (Lead) | 1 | - | Beaker 100 ml. | 4 | 2 | pcs | -
RM | Vanilla cream flavor 229795 | Heavy metals (Lead) | 1 | S016 | Sulfuric acid | 1 | 44 | ml. | -
RM | Vanilla cream flavor 229795 | Heavy metals (Lead) | 1 | H002 | Hydrochloric acid | 1 | 55 | ml. | -
RM | Honey flavor S-108183 | Appearance | 1 | - | None | None | None | None | -
RM | Honey flavor S-108183 | Water content | 1 | - | Karl fisher | 5 | 90 | min | -
RM | Honey flavor S-108183 | Water content | 1 | C009 | Combititrant 5 | 1 | 30 | ml. | -
RM | Honey flavor S-108183 | Water content | 1 | H005 | Hydranal-Methanol Dry | 1 | 150 | ml. | -
RM | Honey flavor S-108183 | Water content | 1 | - | Analytical balance 4 dg | 5 | 5 | min | -
RM | Honey flavor S-108183 | Water content | 3 | - | Weighting boat plastic | 4 | 1 | pcs | -
RM | Honey flavor S-108183 | Heavy metals (Tin,Zinc,Copper) | 1 | - | Analytical balance 4 dg | 5 | 5 | min | -
RM | Honey flavor S-108183 | Heavy metals (Tin,Zinc,Copper) | 3 | - | Beaker 50 ml. | 4 | 1 | pcs | -
RM | Honey flavor S-108183 | Heavy metals (Tin,Zinc,Copper) | 1 | - | Magnetic bar | 4 | 1 | pcs | -
RM | Honey flavor S-108183 | Heavy metals (Tin,Zinc,Copper) | 1 | - | Magnetic stirrer | 4 | 1 | pcs | -
RM | Honey flavor S-108183 | Heavy metals (Tin,Zinc,Copper) | 1 | - | Volumetric flask 50 ml. | 4 | 6 | pcs | -
RM | Honey flavor S-108183 | Heavy metals (Tin,Zinc,Copper) | 1 | - | Fuunel plastic | 4 | 1 | pcs | -
RM | Honey flavor S-108183 | Heavy metals (Tin,Zinc,Copper) | 1 | - | Volumetric flask 100 ml. | 4 | 4 | pcs | -
RM | Honey flavor S-108183 | Heavy metals (Tin,Zinc,Copper) | 1 | - | ICP-OES | 5 | 30 | min | -
RM | Honey flavor S-108183 | Heavy metals (Lead) | 1 | - | Analytical balance 4 dg | 5 | 5 | min | -
RM | Honey flavor S-108183 | Heavy metals (Lead) | 3 | - | Beaker 50 ml. | 4 | 1 | pcs | -
RM | Honey flavor S-108183 | Heavy metals (Lead) | 1 | - | Magnetic bar | 4 | 1 | pcs | -
RM | Honey flavor S-108183 | Heavy metals (Lead) | 1 | - | Magnetic stirrer | 4 | 1 | pcs | -
RM | Honey flavor S-108183 | Heavy metals (Lead) | 1 | - | Volumetric flask 50 ml. | 4 | 6 | pcs | -
RM | Honey flavor S-108183 | Heavy metals (Lead) | 1 | - | Fuunel plastic | 4 | 1 | pcs | -
RM | Honey flavor S-108183 | Heavy metals (Lead) | 1 | - | Volumetric flask 100 ml. | 4 | 4 | pcs | -
RM | Honey flavor S-108183 | Heavy metals (Lead) | 1 | - | Atomic absorbtion meter | 5 | 60 | min | -
RM | Honey flavor S-108183 | Heavy metals (Lead) | 1 | - | Graduated pipet 10 ml. | 4 | 2 | pcs | -
RM | Honey flavor S-108183 | Heavy metals (Lead) | 1 | - | Beaker 100 ml. | 4 | 2 | pcs | -
RM | Honey flavor S-108183 | Heavy metals (Lead) | 1 | S016 | Sulfuric acid | 1 | 44 | ml. | -
RM | Honey flavor S-108183 | Heavy metals (Lead) | 1 | H002 | Hydrochloric acid | 1 | 55 | ml. | -
RM | Vanilla flavor P-160813 | Appearance | 1 | - | None | None | None | None | -
RM | Vanilla flavor P-160813 | Loss on drying | 1 | - | Weighting bottle | 4 | 3 | pcs | -
RM | Vanilla flavor P-160813 | Loss on drying | 1 | - | Analytical balance 4 dg | 5 | 5 | min | -
RM | Vanilla flavor P-160813 | Loss on drying | 1 | - | Desicator | 4 | 30 | min | -
RM | Vanilla flavor P-160813 | Loss on drying | 1 | - | Hot air oven | 5 | 180 | min | -
RM | Vanilla flavor P-160813 | Heavy metals (Tin,Zinc,Copper) | 1 | - | Analytical balance 4 dg | 5 | 5 | min | -
RM | Vanilla flavor P-160813 | Heavy metals (Tin,Zinc,Copper) | 3 | - | Beaker 50 ml. | 4 | 1 | pcs | -
RM | Vanilla flavor P-160813 | Heavy metals (Tin,Zinc,Copper) | 1 | - | Magnetic bar | 4 | 1 | pcs | -
RM | Vanilla flavor P-160813 | Heavy metals (Tin,Zinc,Copper) | 1 | - | Magnetic stirrer | 4 | 1 | pcs | -
RM | Vanilla flavor P-160813 | Heavy metals (Tin,Zinc,Copper) | 1 | - | Volumetric flask 50 ml. | 4 | 6 | pcs | -
RM | Vanilla flavor P-160813 | Heavy metals (Tin,Zinc,Copper) | 1 | - | Fuunel plastic | 4 | 1 | pcs | -
RM | Vanilla flavor P-160813 | Heavy metals (Tin,Zinc,Copper) | 1 | - | Volumetric flask 100 ml. | 4 | 4 | pcs | -
RM | Vanilla flavor P-160813 | Heavy metals (Tin,Zinc,Copper) | 1 | - | ICP-OES | 5 | 30 | min | -
RM | Vanilla flavor P-160813 | Heavy metals (Lead) | 1 | - | Analytical balance 4 dg | 5 | 5 | min | -
RM | Vanilla flavor P-160813 | Heavy metals (Lead) | 3 | - | Beaker 50 ml. | 4 | 1 | pcs | -
RM | Vanilla flavor P-160813 | Heavy metals (Lead) | 1 | - | Magnetic bar | 4 | 1 | pcs | -
RM | Vanilla flavor P-160813 | Heavy metals (Lead) | 1 | - | Magnetic stirrer | 4 | 1 | pcs | -
RM | Vanilla flavor P-160813 | Heavy metals (Lead) | 1 | - | Volumetric flask 50 ml. | 4 | 6 | pcs | -
RM | Vanilla flavor P-160813 | Heavy metals (Lead) | 1 | - | Fuunel plastic | 4 | 1 | pcs | -
RM | Vanilla flavor P-160813 | Heavy metals (Lead) | 1 | - | Volumetric flask 100 ml. | 4 | 4 | pcs | -
RM | Vanilla flavor P-160813 | Heavy metals (Lead) | 1 | - | Atomic absorbtion meter | 5 | 60 | min | -
RM | Vanilla flavor P-160813 | Heavy metals (Lead) | 1 | - | Graduated pipet 10 ml. | 4 | 2 | pcs | -
RM | Vanilla flavor P-160813 | Heavy metals (Lead) | 1 | - | Beaker 100 ml. | 4 | 2 | pcs | -
RM | Vanilla flavor P-160813 | Heavy metals (Lead) | 1 | S016 | Sulfuric acid | 1 | 44 | ml. | -
RM | Vanilla flavor P-160813 | Heavy metals (Lead) | 1 | H002 | Hydrochloric acid | 1 | 55 | ml. | -
RM | Orange durarome flavour 860217 TD0991 | Appearance | 1 | - | None | None | None | None | -
RM | Orange durarome flavour 860217 TD0991 | Water content | 1 | - | Karl fisher | 5 | 90 | min | -
RM | Orange durarome flavour 860217 TD0991 | Water content | 1 | C009 | Combititrant 5 | 1 | 30 | ml. | -
RM | Orange durarome flavour 860217 TD0991 | Water content | 1 | H005 | Hydranal-Methanol Dry | 1 | 150 | ml. | -
RM | Orange durarome flavour 860217 TD0991 | Water content | 1 | - | Analytical balance 4 dg | 5 | 5 | min | -
RM | Orange durarome flavour 860217 TD0991 | Water content | 3 | - | Weighting boat plastic | 4 | 1 | pcs | -
RM | Orange durarome flavour 860217 TD0991 | Heavy metals (Tin,Zinc,Copper) | 1 | - | Analytical balance 4 dg | 5 | 5 | min | -
RM | Orange durarome flavour 860217 TD0991 | Heavy metals (Tin,Zinc,Copper) | 3 | - | Beaker 50 ml. | 4 | 1 | pcs | -
RM | Orange durarome flavour 860217 TD0991 | Heavy metals (Tin,Zinc,Copper) | 1 | - | Magnetic bar | 4 | 1 | pcs | -
RM | Orange durarome flavour 860217 TD0991 | Heavy metals (Tin,Zinc,Copper) | 1 | - | Magnetic stirrer | 4 | 1 | pcs | -
RM | Orange durarome flavour 860217 TD0991 | Heavy metals (Tin,Zinc,Copper) | 1 | - | Volumetric flask 50 ml. | 4 | 6 | pcs | -
RM | Orange durarome flavour 860217 TD0991 | Heavy metals (Tin,Zinc,Copper) | 1 | - | Fuunel plastic | 4 | 1 | pcs | -
RM | Orange durarome flavour 860217 TD0991 | Heavy metals (Tin,Zinc,Copper) | 1 | - | Volumetric flask 100 ml. | 4 | 4 | pcs | -
RM | Orange durarome flavour 860217 TD0991 | Heavy metals (Tin,Zinc,Copper) | 1 | - | ICP-OES | 5 | 30 | min | -
RM | Orange durarome flavour 860217 TD0991 | Heavy metals (Lead) | 1 | - | Analytical balance 4 dg | 5 | 5 | min | -
RM | Orange durarome flavour 860217 TD0991 | Heavy metals (Lead) | 3 | - | Beaker 50 ml. | 4 | 1 | pcs | -
RM | Orange durarome flavour 860217 TD0991 | Heavy metals (Lead) | 1 | - | Magnetic bar | 4 | 1 | pcs | -
RM | Orange durarome flavour 860217 TD0991 | Heavy metals (Lead) | 1 | - | Magnetic stirrer | 4 | 1 | pcs | -
RM | Orange durarome flavour 860217 TD0991 | Heavy metals (Lead) | 1 | - | Volumetric flask 50 ml. | 4 | 6 | pcs | -
RM | Orange durarome flavour 860217 TD0991 | Heavy metals (Lead) | 1 | - | Fuunel plastic | 4 | 1 | pcs | -
RM | Orange durarome flavour 860217 TD0991 | Heavy metals (Lead) | 1 | - | Volumetric flask 100 ml. | 4 | 4 | pcs | -
RM | Orange durarome flavour 860217 TD0991 | Heavy metals (Lead) | 1 | - | ICP-OES | 5 | 30 | min | -
RM | Orange durarome flavour 860217 TD0991 | Heavy metals (Lead) | 1 | - | Graduated pipet 10 ml. | 4 | 2 | pcs | -
RM | Orange durarome flavour 860217 TD0991 | Heavy metals (Lead) | 1 | - | Beaker 100 ml. | 4 | 2 | pcs | -
RM | Orange durarome flavour 860217 TD0991 | Heavy metals (Lead) | 1 | S016 | Sulfuric acid | 1 | 44 | ml. | -
RM | Orange durarome flavour 860217 TD0991 | Heavy metals (Lead) | 1 | H002 | Hydrochloric acid | 1 | 55 | ml. | -
RM | Sweet powder flavor 386848 | Appearance | 1 | - | None | None | None | None | -
RM | Sweet powder flavor 386848 | Loss on drying | 1 | - | Weighting bottle | 4 | 3 | pcs | -
RM | Sweet powder flavor 386848 | Loss on drying | 1 | - | Analytical balance 4 dg | 5 | 5 | min | -
RM | Sweet powder flavor 386848 | Loss on drying | 1 | - | Desicator | 4 | 30 | min | -
RM | Sweet powder flavor 386848 | Loss on drying | 1 | - | Hot air oven | 5 | 180 | min | -
RM | Sweet powder flavor 386848 | Heavy metals (Tin,Zinc,Copper) | 1 | - | Analytical balance 4 dg | 5 | 5 | min | -
RM | Sweet powder flavor 386848 | Heavy metals (Tin,Zinc,Copper) | 3 | - | Beaker 50 ml. | 4 | 1 | pcs | -
RM | Sweet powder flavor 386848 | Heavy metals (Tin,Zinc,Copper) | 1 | - | Magnetic bar | 4 | 1 | pcs | -
RM | Sweet powder flavor 386848 | Heavy metals (Tin,Zinc,Copper) | 1 | - | Magnetic stirrer | 4 | 1 | pcs | -
RM | Sweet powder flavor 386848 | Heavy metals (Tin,Zinc,Copper) | 1 | - | Volumetric flask 50 ml. | 4 | 6 | pcs | -
RM | Sweet powder flavor 386848 | Heavy metals (Tin,Zinc,Copper) | 1 | - | Fuunel plastic | 4 | 1 | pcs | -
RM | Sweet powder flavor 386848 | Heavy metals (Tin,Zinc,Copper) | 1 | - | Volumetric flask 100 ml. | 4 | 4 | pcs | -
RM | Sweet powder flavor 386848 | Heavy metals (Tin,Zinc,Copper) | 1 | - | ICP-OES | 5 | 30 | min | -
RM | Sweet powder flavor 386848 | Heavy metals (Lead) | 1 | - | Analytical balance 4 dg | 5 | 5 | min | -
RM | Sweet powder flavor 386848 | Heavy metals (Lead) | 3 | - | Beaker 50 ml. | 4 | 1 | pcs | -
RM | Sweet powder flavor 386848 | Heavy metals (Lead) | 1 | - | Magnetic bar | 4 | 1 | pcs | -
RM | Sweet powder flavor 386848 | Heavy metals (Lead) | 1 | - | Magnetic stirrer | 4 | 1 | pcs | -
RM | Sweet powder flavor 386848 | Heavy metals (Lead) | 1 | - | Volumetric flask 50 ml. | 4 | 6 | pcs | -
RM | Sweet powder flavor 386848 | Heavy metals (Lead) | 1 | - | Fuunel plastic | 4 | 1 | pcs | -
RM | Sweet powder flavor 386848 | Heavy metals (Lead) | 1 | - | Volumetric flask 100 ml. | 4 | 4 | pcs | -
RM | Sweet powder flavor 386848 | Heavy metals (Lead) | 1 | - | ICP-OES | 5 | 30 | min | -
RM | Sweet powder flavor 386848 | Heavy metals (Lead) | 1 | - | Graduated pipet 10 ml. | 4 | 2 | pcs | -
RM | Sweet powder flavor 386848 | Heavy metals (Lead) | 1 | - | Beaker 100 ml. | 4 | 2 | pcs | -
RM | Sweet powder flavor 386848 | Heavy metals (Lead) | 1 | S016 | Sulfuric acid | 1 | 44 | ml. | -
RM | Sweet powder flavor 386848 | Heavy metals (Lead) | 1 | H002 | Hydrochloric acid | 1 | 55 | ml. | -
RM | Milk flavor powder M-4417 | Appearance | 1 | - | None | None | None | None | -
RM | Milk flavor powder M-4417 | Heavy metals (Tin,Zinc,Copper) | 1 | - | Analytical balance 4 dg | 5 | 5 | min | -
RM | Milk flavor powder M-4417 | Heavy metals (Tin,Zinc,Copper) | 3 | - | Beaker 50 ml. | 4 | 1 | pcs | -
RM | Milk flavor powder M-4417 | Heavy metals (Tin,Zinc,Copper) | 1 | - | Magnetic bar | 4 | 1 | pcs | -
RM | Milk flavor powder M-4417 | Heavy metals (Tin,Zinc,Copper) | 1 | - | Magnetic stirrer | 4 | 1 | pcs | -
RM | Milk flavor powder M-4417 | Heavy metals (Tin,Zinc,Copper) | 1 | - | Volumetric flask 50 ml. | 4 | 6 | pcs | -
RM | Milk flavor powder M-4417 | Heavy metals (Tin,Zinc,Copper) | 1 | - | Fuunel plastic | 4 | 1 | pcs | -
RM | Milk flavor powder M-4417 | Heavy metals (Tin,Zinc,Copper) | 1 | - | Volumetric flask 100 ml. | 4 | 4 | pcs | -
RM | Milk flavor powder M-4417 | Heavy metals (Tin,Zinc,Copper) | 1 | - | ICP-OES | 5 | 30 | min | -
RM | Milk flavor powder M-4417 | Heavy metals (Lead) | 1 | - | Analytical balance 4 dg | 5 | 5 | min | -
RM | Milk flavor powder M-4417 | Heavy metals (Lead) | 3 | - | Beaker 50 ml. | 4 | 1 | pcs | -
RM | Milk flavor powder M-4417 | Heavy metals (Lead) | 1 | - | Magnetic bar | 4 | 1 | pcs | -
RM | Milk flavor powder M-4417 | Heavy metals (Lead) | 1 | - | Magnetic stirrer | 4 | 1 | pcs | -
RM | Milk flavor powder M-4417 | Heavy metals (Lead) | 1 | - | Volumetric flask 50 ml. | 4 | 6 | pcs | -
RM | Milk flavor powder M-4417 | Heavy metals (Lead) | 1 | - | Fuunel plastic | 4 | 1 | pcs | -
RM | Milk flavor powder M-4417 | Heavy metals (Lead) | 1 | - | Volumetric flask 100 ml. | 4 | 4 | pcs | -
RM | Milk flavor powder M-4417 | Heavy metals (Lead) | 1 | - | ICP-OES | 5 | 30 | min | -
RM | Milk flavor powder M-4417 | Heavy metals (Lead) | 1 | - | Graduated pipet 10 ml. | 4 | 2 | pcs | -
RM | Milk flavor powder M-4417 | Heavy metals (Lead) | 1 | - | Beaker 100 ml. | 4 | 2 | pcs | -
RM | Milk flavor powder M-4417 | Heavy metals (Lead) | 1 | S016 | Sulfuric acid | 1 | 44 | ml. | -
RM | Milk flavor powder M-4417 | Heavy metals (Lead) | 1 | H002 | Hydrochloric acid | 1 | 55 | ml. | -
RM | Japanese rice flavor 000676 TP0504 | Appearance | 1 | - | None | None | None | None | -
RM | Japanese rice flavor 000676 TP0504 | Water content | 1 | - | Karl fisher | 5 | 90 | min | -
RM | Japanese rice flavor 000676 TP0504 | Water content | 1 | C009 | Combititrant 5 | 1 | 30 | ml. | -
RM | Japanese rice flavor 000676 TP0504 | Water content | 1 | H005 | Hydranal-Methanol Dry | 1 | 150 | ml. | -
RM | Japanese rice flavor 000676 TP0504 | Water content | 1 | - | Analytical balance 4 dg | 5 | 5 | min | -
RM | Japanese rice flavor 000676 TP0504 | Water content | 3 | - | Weighting boat plastic | 4 | 1 | pcs | -
RM | Japanese rice flavor 000676 TP0504 | Heavy metals (Tin,Zinc,Copper) | 1 | - | Analytical balance 4 dg | 5 | 5 | min | -
RM | Japanese rice flavor 000676 TP0504 | Heavy metals (Tin,Zinc,Copper) | 3 | - | Beaker 50 ml. | 4 | 1 | pcs | -
RM | Japanese rice flavor 000676 TP0504 | Heavy metals (Tin,Zinc,Copper) | 1 | - | Magnetic bar | 4 | 1 | pcs | -
RM | Japanese rice flavor 000676 TP0504 | Heavy metals (Tin,Zinc,Copper) | 1 | - | Magnetic stirrer | 4 | 1 | pcs | -
RM | Japanese rice flavor 000676 TP0504 | Heavy metals (Tin,Zinc,Copper) | 1 | - | Volumetric flask 50 ml. | 4 | 6 | pcs | -
RM | Japanese rice flavor 000676 TP0504 | Heavy metals (Tin,Zinc,Copper) | 1 | - | Fuunel plastic | 4 | 1 | pcs | -
RM | Japanese rice flavor 000676 TP0504 | Heavy metals (Tin,Zinc,Copper) | 1 | - | Volumetric flask 100 ml. | 4 | 4 | pcs | -
RM | Japanese rice flavor 000676 TP0504 | Heavy metals (Tin,Zinc,Copper) | 1 | - | ICP-OES | 5 | 30 | min | -
RM | Japanese rice flavor 000676 TP0504 | Heavy metals (Lead) | 1 | - | Analytical balance 4 dg | 5 | 5 | min | -
RM | Japanese rice flavor 000676 TP0504 | Heavy metals (Lead) | 3 | - | Beaker 50 ml. | 4 | 1 | pcs | -
RM | Japanese rice flavor 000676 TP0504 | Heavy metals (Lead) | 1 | - | Magnetic bar | 4 | 1 | pcs | -
RM | Japanese rice flavor 000676 TP0504 | Heavy metals (Lead) | 1 | - | Magnetic stirrer | 4 | 1 | pcs | -
RM | Japanese rice flavor 000676 TP0504 | Heavy metals (Lead) | 1 | - | Volumetric flask 50 ml. | 4 | 6 | pcs | -
RM | Japanese rice flavor 000676 TP0504 | Heavy metals (Lead) | 1 | - | Fuunel plastic | 4 | 1 | pcs | -
RM | Japanese rice flavor 000676 TP0504 | Heavy metals (Lead) | 1 | - | Volumetric flask 100 ml. | 4 | 4 | pcs | -
RM | Japanese rice flavor 000676 TP0504 | Heavy metals (Lead) | 1 | - | ICP-OES | 5 | 30 | min | -
RM | Japanese rice flavor 000676 TP0504 | Heavy metals (Lead) | 1 | - | Graduated pipet 10 ml. | 4 | 2 | pcs | -
RM | Japanese rice flavor 000676 TP0504 | Heavy metals (Lead) | 1 | - | Beaker 100 ml. | 4 | 2 | pcs | -
RM | Japanese rice flavor 000676 TP0504 | Heavy metals (Lead) | 1 | S016 | Sulfuric acid | 1 | 44 | ml. | -
RM | Japanese rice flavor 000676 TP0504 | Heavy metals (Lead) | 1 | H002 | Hydrochloric acid | 1 | 55 | ml. | -
RM | Whey protein isolate | Description | 1 | - | None | None | None | None | -
RM | Whey protein isolate | Ash | 1 | - | Analytical balance 4 dg | 5 | 5 | min | -
RM | Whey protein isolate | Ash | 3 | - | Crucible 50 ml. | 4 | 1 | pcs | -
RM | Whey protein isolate | Ash | 1 | - | Hot plate | 4 | 360 | min | -
RM | Whey protein isolate | Ash | 1 | - | Muffle furnace | 5 | 720 | min | -
RM | Whey protein isolate | Ash | 1 | - | Desicator | 4 | 30 | min | -
RM | Whey protein isolate | Fat | 1 | - | Analytical balance 4 dg | 5 | 5 | min | -
RM | Whey protein isolate | Fat | 3 | - | Beaker 150 ml. | 4 | 1 | pcs | -
RM | Whey protein isolate | Fat | 1 | - | Hot air oven | 5 | 60 | min | -
RM | Whey protein isolate | Fat | 1 | - | Desicator | 4 | 30 | min | -
RM | Whey protein isolate | Fat | 3 | - | Volumetric flask 100 ml. | 4 | 1 | pcs | -
RM | Whey protein isolate | Fat | 3 | - | Magnetic bar | 4 | 1 | pcs | -
RM | Whey protein isolate | Fat | 1 | - | Magnetic stirrer | 4 | 1 | pcs | -
RM | Whey protein isolate | Fat | 1 | A004 | Ammonia solution 25%, 2.5L | 1 | 2 | ml. | -
RM | Whey protein isolate | Fat | 1 | E007 | Ethanol | 1 | 15 | ml. | -
RM | Whey protein isolate | Fat | 1 | D022 | Diethyl ether | 1 | 60 | ml. | -
RM | Whey protein isolate | Fat | 1 | P044 | Petroleum ether | 1 | 60 | ml. | -
RM | Whey protein isolate | Fat | 3 | - | Fillter paper No.2 | 3 | 1 | pcs | -
RM | Whey protein isolate | Fat | 1 | - | Graduated pipet 10 ml. | 4 | 2 | pcs | -
RM | Whey protein isolate | Fat | 1 | - | Bottle top dispenser 25 ml. | 4 | 2 | pcs | -
RM | Whey protein isolate | Fat | 1 | - | Hot plate | 4 | 1 | pcs | -
RM | Whey protein isolate | Fat | 1 | - | Water bath | 5 | 60 | min | -
RM | Whey protein isolate | Lactose | 1 | - | Refer COA | None | None | None | -
RM | Whey protein isolate | Lead | 1 | - | Volumetric flask 100 ml. | 4 | 5 | pcs | -
RM | Whey protein isolate | Lead | 1 | - | Graduated pipet 1 ml. | 4 | 5 | pcs | -
RM | Whey protein isolate | Lead | 3 | - | Beaker 50 ml. | 4 | 3 | pcs | -
RM | Whey protein isolate | Lead | 1 | - | Analytical balance 4 dg | 5 | 5 | min | -
RM | Whey protein isolate | Lead | 1 | - | Magnetic bar | 4 | 1 | pcs | -
RM | Whey protein isolate | Lead | 1 | - | Magnetic stirrer | 4 | 1 | pcs | -
RM | Whey protein isolate | Lead | 1 | - | Volumetric flask 50 ml. | 4 | 6 | pcs | -
RM | Whey protein isolate | Lead | 1 | - | Fuunel plastic | 4 | 3 | pcs | -
RM | Whey protein isolate | Lead | 1 | - | Beaker 100 ml. | 4 | 2 | pcs | -
RM | Whey protein isolate | Lead | 1 | - | Graduated pipet 10 ml. | 4 | 2 | pcs | -
RM | Whey protein isolate | Lead | 1 | - | ICP-OES | 5 | 60 | min | -
RM | Whey protein isolate | Lead | 1 | S016 | Sulfuric acid | 1 | 60 | ml. | -
RM | Whey protein isolate | Lead | 1 | H002 | Hydrochloric acid | 1 | 75 | ml. | -
RM | Whey protein isolate | Loss on drying | 3 | - | Weighting bottle | 4 | 1 | pcs | -
RM | Whey protein isolate | Loss on drying | 1 | - | Analytical balance 4 dg | 5 | 5 | min | -
RM | Whey protein isolate | Loss on drying | 1 | - | Desicator | 4 | 30 | min | -
RM | Whey protein isolate | Loss on drying | 1 | - | Hot air oven | 5 | 120 | min | -
RM | Whey protein isolate | pH | 1 | - | Analytical balance 2 dg | 5 | 5 | min | -
RM | Whey protein isolate | pH | 3 | - | Beaker 50 ml. | 4 | 1 | pcs | -
RM | Whey protein isolate | pH | 1 | - | pH meter | 5 | 5 | min | -
RM | Whey protein isolate | pH | 3 | - | Magnetic bar | 4 | 1 | pcs | -
RM | Whey protein isolate | pH | 3 | - | Magnetic stirrer | 4 | 1 | pcs | -
RM | Whey protein isolate | Protein | 1 | - | Analytical balance 4 dg | 5 | 5 | min | -
RM | Whey protein isolate | Protein | 3 | - | Tin foil | 3 | 1 | pcs | -
RM | Whey protein isolate | Protein | 3 | - | Nitrogen determination (LECO) | 5 | 4 | min | -
RM | Whey protein isolate | Protein | 3 | E009 | EDTA for LECO | 1 | 0.5 | g. | -
RM | Whey protein isolate | Protein | 3 | - | Forcep | 4 | 1 | pcs | -
RM | Whey protein isolate | Protein | 1 | - | Weighting bottle | 4 | 1 | pcs | -
RM | Whey protein isolate | Protein | 1 | - | Desicator | 4 | 30 | min | -
RM | Whey protein isolate | Protein | 1 | - | Hot air oven | 5 | 120 | min | -
RM | Peptide PBF | Description | 1 | - | None | None | None | None | -
RM | Peptide PBF | Identification | 1 | - | Erlenmeyer flask 250 ml. | 4 | 1 | pcs | -
RM | Peptide PBF | Identification | 1 | - | Analytical balance 4 dg | 5 | 5 | min | -
RM | Peptide PBF | Identification | 1 | - | Dilute sodium hydroxide TS. | 2 | 5 | ml. | None in WI
RM | Peptide PBF | Identification | 1 | - | Copper sulfate TS. | 2 | 0.25 | ml. | None in WI
RM | Peptide PBF | Clarity and color solution | 1 | - | Analytical balance 4 dg | 5 | 5 | min | -
RM | Peptide PBF | Clarity and color solution | 3 | - | Nessler tube | 4 | 1 | pcs | -
RM | Peptide PBF | Heavy metals | 1 | - | Glass tube 50 ml. | 4 | 1 | pcs | -
RM | Peptide PBF | Heavy metals | 1 | - | Analytical balance 4 dg | 5 | 5 | min | -
RM | Peptide PBF | Heavy metals | 1 | - | Dilute acetic acid | 2 | 2 | ml. | 4110
RM | Peptide PBF | Heavy metals | 1 | - | Sodium sulfide | 2 | 0.25 | ml. | 4087
RM | Peptide PBF | Arsenic | 1 | - | Analytical balance 4 dg | 5 | 5 | min | -
RM | Peptide PBF | Arsenic | 1 | - | Pipet 10 ml. | 4 | 1 | pcs | -
RM | Peptide PBF | Arsenic | 1 | - | Pipet 5 ml. | 4 | 2 | pcs | -
RM | Peptide PBF | Arsenic | 1 | - | Pipet 1 ml. | 4 | 4 | pcs | -
RM | Peptide PBF | Arsenic | 1 | - | Pipet 2 ml. | 4 | 1 | pcs | -
RM | Peptide PBF | Arsenic | 1 | - | Pipet 3 ml. | 4 | 2 | pcs | -
RM | Peptide PBF | Arsenic | 1 | - | Pipet 20 ml. | 4 | 1 | pcs | -
RM | Peptide PBF | Arsenic | 1 | - | Beaker 50 ml. | 4 | 1 | pcs | -
RM | Peptide PBF | Arsenic | 1 | - | Volumetric flask 100 ml. | 4 | 4 | pcs | -
RM | Peptide PBF | Arsenic | 1 | - | Volumetric flask 50 ml. | 4 | 2 | pcs | -
RM | Peptide PBF | Arsenic | 1 | - | Volumetric flask 500 ml. | 4 | 1 | pcs | -
RM | Peptide PBF | Arsenic | 1 | - | Volumetric flask 1000 ml. | 4 | 1 | pcs | -
RM | Peptide PBF | Arsenic | 1 | - | Generator bottle | 4 | 4 | pcs | -
RM | Peptide PBF | Arsenic | 1 | - | อุปกรณ์ Arsenic | 4 | 4 | pcs | -
RM | Peptide PBF | Arsenic | 1 | - | Arseni trioxide | 2 | 0.1 | g. | None in WI
RM | Peptide PBF | Arsenic | 1 | P045 | Propan-2-ol RS for HPLC | 1 | 4 | ml. | -
RM | Peptide PBF | Arsenic | 1 | - | Sodium hydroxide solution (1 in 5) | 2 | 5 | ml. | None in WI
RM | Peptide PBF | Arsenic | 1 | - | 2 N Sulfuric acid | 2 | 50 | ml. | 4094
RM | Peptide PBF | Arsenic | 1 | - | 7 N Sulfuric acid | 2 | 500 | ml. | None in WI
RM | Peptide PBF | Arsenic | 1 | - | Tin (II) chloride | 2 | 100 | ml. | 4190
RM | Peptide PBF | Arsenic | 1 | - | Lead (II) acetate | 2 | 100 | ml. | 4112
RM | Peptide PBF | Arsenic | 1 | - | Absorbing solution | 2 | 100 | ml. | 4187
RM | Peptide PBF | Arsenic | 1 | - | Potassium iodide TS. | 2 | 50 | ml. | 4113
RM | Peptide PBF | pH | 1 | - | Analytical balance 2 dg | 5 | 5 | min | -
RM | Peptide PBF | pH | 3 | - | Beaker 50 ml. | 4 | 1 | pcs | -
RM | Peptide PBF | pH | 1 | - | pH meter | 5 | 5 | min | -
RM | Peptide PBF | pH | 3 | - | Magnetic bar | 4 | 1 | pcs | -
RM | Peptide PBF | pH | 3 | - | Magnetic stirrer | 4 | 1 | pcs | -
RM | Peptide PBF | Sodium + Potassium | 1 | - | Analytical balance 4 dg | 5 | 5 | min | -
RM | Peptide PBF | Sodium + Potassium | 3 | - | Beaker 50 ml. | 4 | 1 | pcs | -
RM | Peptide PBF | Sodium + Potassium | 1 | - | Volumetric flask 50 ml. | 4 | 6 | pcs | -
RM | Peptide PBF | Sodium + Potassium | 1 | - | Fuunel plastic | 4 | 1 | pcs | -
RM | Peptide PBF | Sodium + Potassium | 1 | - | Volumetric flask 100 ml. | 4 | 7 | pcs | -
RM | Peptide PBF | Sodium + Potassium | 1 | - | ICP-OES | 5 | 30 | min | -
RM | Peptide PBF | Sodium + Potassium | 1 | - | Hot plate | 4 | 60 | min | -
RM | Peptide PBF | Sodium + Potassium | 1 | - | 50% Nitric acid Ts. | 2 | 40 | ml. | 4202
RM | Peptide PBF | Sodium + Potassium | 1 | - | Fillter paper No.542 | 3 | 3 | pcs | -
RM | Peptide PBF | Sodium + Potassium | 1 | - | Fuunel plastic | 4 | 3 | pcs | -
RM | Peptide PBF | Sodium + Potassium | 1 | Y001 | Yttrium (III) oxide 1000 mg/ml | 1 | 11 | ml. | -
RM | Peptide PBF | Chloride | 3 | - | Beaker 100 ml. | 4 | 1 | pcs | -
RM | Peptide PBF | Chloride | 1 | - | Magnetic bar | 4 | 1 | pcs | -
RM | Peptide PBF | Chloride | 1 | - | Magnetic stirrer | 4 | 1 | pcs | -
RM | Peptide PBF | Chloride | 1 | - | Volumetric flask 50 ml. | 4 | 3 | pcs | -
RM | Peptide PBF | Chloride | 1 | - | Salt analyzer | 5 | 10 | min | -
RM | Peptide PBF | Chloride | 1 | - | Pipet 25 ul. | 4 | 1 | pcs | -
RM | Peptide PBF | Loss on drying | 3 | - | Weighting bottle | 4 | 1 | pcs | -
RM | Peptide PBF | Loss on drying | 1 | - | Analytical balance 4 dg | 5 | 5 | min | -
RM | Peptide PBF | Loss on drying | 1 | - | Desicator | 4 | 30 | min | -
RM | Peptide PBF | Loss on drying | 1 | - | Hot air oven | 5 | 180 | min | -
RM | Peptide PBF | Residue on ignition | 1 | - | Analytical balance 4 dg | 5 | 5 | min | -
RM | Peptide PBF | Residue on ignition | 3 | - | Crucible 50 ml. | 4 | 1 | pcs | -
RM | Peptide PBF | Residue on ignition | 1 | - | Hot plate | 4 | 360 | min | -
RM | Peptide PBF | Residue on ignition | 1 | - | Muffle furnace | 5 | 720 | min | -
RM | Peptide PBF | Residue on ignition | 1 | - | Desicator | 4 | 30 | min | -
RM | Peptide PBF | Assay | 1 | - | Analytical balance 4 dg | 5 | 5 | min | -
RM | Peptide PBF | Assay | 3 | - | Tin foil | 3 | 1 | pcs | -
RM | Peptide PBF | Assay | 3 | - | Nitrogen determination (LECO) | 5 | 4 | min | -
RM | Peptide PBF | Assay | 3 | E009 | EDTA for LECO | 1 | 0.5 | g. | -
RM | Peptide PBF | Assay | 3 | - | Forcep | 4 | 1 | pcs | -
RM | Taurine | Description | 1 | - | Beaker 50 ml. | 4 | 2 | pcs | -
RM | Taurine | Description | 1 | - | Stirring rod | 4 | 2 | pcs | -
RM | Taurine | Description | 1 | E007 | Ethanol | 1 | 50 | ml. | -
RM | Taurine | Identification | 1 | - | FT-NIR spectroscopy | 5 | 60 | min | -
RM | Taurine | Clarity and color of solution | 3 | - | Beaker 50 ml. | 4 | 1 | pcs | -
RM | Taurine | Clarity and color of solution | 3 | - | Stirring rod | 4 | 1 | pcs | -
RM | Taurine | Chloride | 1 | - | Refer COA | None | None | None | -
RM | Taurine | Sulfate | 1 | - | Refer COA | None | None | None | -
RM | Taurine | Ammonium | 1 | - | Refer COA | None | None | None | -
RM | Taurine | Heavy metals | 1 | - | Glass tube 50 ml. | 4 | 1 | pcs | -
RM | Taurine | Heavy metals | 1 | - | Analytical balance 4 dg | 5 | 5 | min | -
RM | Taurine | Heavy metals | 1 | - | Dilute acetic acid | 2 | 2 | ml. | 4110
RM | Taurine | Heavy metals | 1 | - | Sodium sulfide | 2 | 0.25 | ml. | 4087
RM | Taurine | Iron | 1 | - | Glass tube 50 ml. | 4 | 1 | pcs | -
RM | Taurine | Iron | 1 | - | Acetic acid-sodium buffer solution (pH 4.5) | 2 | 60 | ml. | None in WI
RM | Taurine | Iron | 1 | - | L-Ascorbic acid (1 in 100) | 2 | 4 | ml. | None in WI
RM | Taurine | Iron | 1 | - | 2,2-Dipyridyl in ethanol (1 in 200) | 2 | 2 | ml. | None in WI
RM | Taurine | Related substance | 1 | - | Volumetric flask 50 ml. | 4 | 2 | pcs | -
RM | Taurine | Related substance | 1 | - | Volumetric flask 10 ml. | 4 | 1 | pcs | -
RM | Taurine | Related substance | 1 | - | Volumetric pipet 1 ml. | 4 | 2 | pcs | -
RM | Taurine | Related substance | 3 | - | TLC Siligar gel | 4 | 1 | pcs | -
RM | Taurine | Related substance | 1 | - | Micropipet 10 ul. | 4 | 1 | pcs | -
RM | Taurine | Related substance | 1 | E007 | Ethanol | 1 | 150 | ml. | -
RM | Taurine | Related substance | 1 | - | 1-butanol | 2 | 100 | ml. | None in WI
RM | Taurine | Related substance | 1 | A020 | Acetic acid, Glacial | 1 | 1 | ml. | -
RM | Taurine | Related substance | 1 | - | Ninhydrin-butanol TS. | 2 | 50 | ml. | None in WI
RM | Taurine | Related substance | 1 | - | Hot air oven | 5 | 5 | min | -
RM | Taurine | Related substance | 1 | - | TLC chamber | 4 | 1 | pcs | -
RM | Taurine | Loss on drying | 3 | - | Weighting bottle | 4 | 1 | pcs | -
RM | Taurine | Loss on drying | 1 | - | Analytical balance 4 dg | 5 | 5 | min | -
RM | Taurine | Loss on drying | 1 | - | Desicator | 4 | 30 | min | -
RM | Taurine | Loss on drying | 1 | - | Hot air oven | 5 | 180 | min | -
RM | Taurine | Residue on ignition | 1 | - | Analytical balance 4 dg | 5 | 5 | min | -
RM | Taurine | Residue on ignition | 3 | - | Crucible 50 ml. | 4 | 1 | pcs | -
RM | Taurine | Residue on ignition | 1 | - | Hot plate | 4 | 360 | min | -
RM | Taurine | Residue on ignition | 1 | - | Muffle furnace | 5 | 720 | min | -
RM | Taurine | Residue on ignition | 1 | - | Desicator | 4 | 30 | min | -
RM | Taurine | Residue on ignition | 1 | S016 | Sulfuric acid | 1 | 3 | ml. | -
RM | Taurine | Assay | 1 | - | Analytical balance 5 dg | 5 | 5 | min | -
RM | Taurine | Assay | 1 | F007 | Formaldehyde solution AR | 1 | 20 | ml. | -
RM | Taurine | Assay | 1 | - | 0.1 M sodium hydroxide VS. | 2 | 100 | ml. | None in WI
RM | Taurine | Assay | 1 | - | Autotitrator | 4 | 1 | pcs | -
RM | Taurine | Assay | 1 | - | Probe 0.1 N Sodium hydroxide | 4 | 1 | pcs | -
RM | Taurine | Assay | 1 | - | Duran bottle 1000 ml. | 4 | 1 | pcs | -
RM | Taurine | Assay | 4 | - | Beaker plastic 100 ml. | 4 | 1 | pcs | -
RM | Soy lecithin | Description | 1 | - | None | None | None | None | -
RM | Soy lecithin | Acid value | 1 | - | Analytical balance 4 dg | 5 | 5 | min | -
RM | Soy lecithin | Acid value | 3 | - | Erlenmeyer flask 250 ml. | 4 | 1 | pcs | -
RM | Soy lecithin | Acid value | 1 | - | Beaker 250 ml. | 4 | 1 | pcs | -
RM | Soy lecithin | Acid value | 1 | - | Stirring rod | 4 | 1 | pcs | -
RM | Soy lecithin | Acid value | 1 | - | Beaker 150 ml. | 4 | 2 | pcs | -
RM | Soy lecithin | Acid value | 1 | - | Cylinder 100 ml. | 4 | 1 | pcs | -
RM | Soy lecithin | Acid value | 1 | E007 | Ethanol | 1 | 100 | ml. | -
RM | Soy lecithin | Acid value | 1 | D022 | Diethyl ether | 1 | 100 | ml. | -
RM | Soy lecithin | Acid value | 1 | - | Burette 50 ml. | 4 | 1 | pcs | -
RM | Soy lecithin | Acid value | 1 | - | 0.1 N Potassium hydroxide TS. | 2 | 50 | ml. | 4067
RM | Soy lecithin | Acid value | 1 | - | Phenolpthalien TS. | 2 | 0.25 | ml. | 1010
RM | Soy lecithin | Loss on drying | 3 | - | Weighting bottle | 4 | 1 | pcs | -
RM | Soy lecithin | Loss on drying | 1 | - | Analytical balance 4 dg | 5 | 5 | min | -
RM | Soy lecithin | Loss on drying | 1 | - | Desicator | 4 | 30 | min | -
RM | Soy lecithin | Loss on drying | 1 | - | Hot air oven | 5 | 180 | min | -
RM | Soy lecithin | Heavy metals | 1 | N011 | Nitric acid | 1 | 4 | ml. | -
RM | Soy lecithin | Heavy metals | 1 | H002 | Hydrochloric acid | 1 | 10 | ml. | -
RM | Soy lecithin | Heavy metals | 1 |  | Water bath | 4 | 1 | pcs | -
RM | Soy lecithin | Heavy metals | 1 |  | Dilute acetic acid | 2 | 4 | ml. | 4110
RM | Soy lecithin | Heavy metals | 1 | - | Crucible 50 ml. | 4 | 2 | pcs | -
RM | Soy lecithin | Heavy metals | 1 | - | Beaker 150 ml. | 4 | 1 | pcs | -
RM | Soy lecithin | Heavy metals | 1 | - | Muffle furnace | 5 | 720 | min | -
RM | Soy lecithin | Heavy metals | 1 | - | Hot plate | 4 | 360 | min | -
RM | Soy lecithin | Heavy metals | 1 | - | Graduated pipet 1 ml. | 4 | 1 | pcs | -
RM | Soy lecithin | Heavy metals | 1 | S016 | Sulfuric acid | 1 | 10 | ml. | -
RM | Soy lecithin | Heavy metals | 1 | - | Phenolpthalien TS. | 2 | 0.5 | ml. | 1010
RM | Soy lecithin | Heavy metals | 1 | - | Ammonia solution | 2 | 1 | ml. | 4109
RM | Soy lecithin | Heavy metals | 1 | - | Sodium sulfide | 2 | 0.5 | ml. | 4087
RM | Soy lecithin | Heavy metals | 1 | - | Glass tube 50 ml. | 4 | 2 | pcs | -
RM | Soy lecithin | Heavy metals | 1 | - | Analytical balance 4 dg | 5 | 5 | min | -
RM | Soy lecithin | Arsenic | 1 | - | Analytical balance 4 dg | 5 | 5 | min | -
RM | Soy lecithin | Arsenic | 1 | - | Pipet 10 ml. | 4 | 1 | pcs | -
RM | Soy lecithin | Arsenic | 1 | - | Pipet 5 ml. | 4 | 2 | pcs | -
RM | Soy lecithin | Arsenic | 1 | - | Pipet 1 ml. | 4 | 4 | pcs | -
RM | Soy lecithin | Arsenic | 1 | - | Pipet 2 ml. | 4 | 1 | pcs | -
RM | Soy lecithin | Arsenic | 1 | - | Pipet 3 ml. | 4 | 2 | pcs | -
RM | Soy lecithin | Arsenic | 1 | - | Pipet 20 ml. | 4 | 1 | pcs | -
RM | Soy lecithin | Arsenic | 1 | - | Beaker 50 ml. | 4 | 1 | pcs | -
RM | Soy lecithin | Arsenic | 1 | - | Volumetric flask 100 ml. | 4 | 4 | pcs | -
RM | Soy lecithin | Arsenic | 1 | - | Volumetric flask 50 ml. | 4 | 2 | pcs | -
RM | Soy lecithin | Arsenic | 1 | - | Volumetric flask 500 ml. | 4 | 1 | pcs | -
RM | Soy lecithin | Arsenic | 1 | - | Volumetric flask 1000 ml. | 4 | 1 | pcs | -
RM | Soy lecithin | Arsenic | 1 | - | Generator bottle | 4 | 4 | pcs | -
RM | Soy lecithin | Arsenic | 1 | - | อุปกรณ์ Arsenic | 4 | 4 | pcs | -
RM | Soy lecithin | Arsenic | 1 | - | Arseni trioxide | 2 | 0.1 | g. | None in WI
RM | Soy lecithin | Arsenic | 1 | P045 | Propan-2-ol RS for HPLC | 1 | 4 | ml. | -
RM | Soy lecithin | Arsenic | 1 | - | Sodium hydroxide solution (1 in 5) | 2 | 5 | ml. | None in WI
RM | Soy lecithin | Arsenic | 1 | - | 2 N Sulfuric acid | 2 | 50 | ml. | 4094
RM | Soy lecithin | Arsenic | 1 | - | 7 N Sulfuric acid | 2 | 500 | ml. | None in WI
RM | Soy lecithin | Arsenic | 1 | - | Tin (II) chloride | 2 | 100 | ml. | 4190
RM | Soy lecithin | Arsenic | 1 | - | Lead (II) acetate | 2 | 100 | ml. | 4112
RM | Soy lecithin | Arsenic | 1 | - | Absorbing solution | 2 | 100 | ml. | 4187
RM | Soy lecithin | Arsenic | 1 | - | Potassium iodide TS. | 2 | 50 | ml. | 4113
RM | L-Carnitine | Description | 1 | - | None | None | None | None | -
RM | L-Carnitine | Identification (A) | 1 | - | Analytical balance 4 dg | 5 | 5 | min | -
RM | L-Carnitine | Identification (A) | 1 | - | Beaker 50 ml. | 4 | 1 | pcs | -
RM | L-Carnitine | Identification (A) | 1 | - | 1 N Hydrochloric acid TS. | 2 | 10 | ml. | 4035
RM | L-Carnitine | Identification (A) | 1 | - | Sodium tetraphenylborate TS. | 2 | 5 | ml. | None in WI
RM | L-Carnitine | Identification (B) | 1 | - | FT-NIR spectroscopy | 5 | 60 | min | -
RM | L-Carnitine | Assay | 1 | - | Analytical balance 5 dg | 5 | 5 | min | -
RM | L-Carnitine | Assay | 4 | - | Erlenmeyer flask 250 ml. | 4 | 1 | pcs | -
RM | L-Carnitine | Assay | 1 | - | Burette 50 ml. | 4 | 1 | pcs | -
RM | L-Carnitine | Assay | 1 | - | 1 N Hydrochloric acid VS. | 2 | 100 | ml. | 3021
RM | L-Carnitine | Assay | 1 | - | Methyl orange TS. | 2 | 0.25 | ml. | 1007
RM | L-Carnitine | Chloride | 1 | - | Refer COA | None | None | None | -
RM | L-Carnitine | Heavy metals | 1 | - | Refer COA | None | None | None | -
RM | L-Carnitine | Specific rotation | 1 | - | Analytical balance 4 dg | 5 | 5 | min | -
RM | L-Carnitine | Specific rotation | 3 | - | Beaker 100 ml. | 4 | 1 | pcs | -
RM | L-Carnitine | Specific rotation | 1 | - | Magnetic bar | 4 | 3 | pcs | -
RM | L-Carnitine | Specific rotation | 1 | - | Magnetic stirrer | 4 | 1 | pcs | -
RM | L-Carnitine | Specific rotation | 1 | - | Volumetric flask 100 ml. | 4 | 3 | pcs | -
RM | L-Carnitine | Specific rotation | 1 | - | Polarimeter | 5 | 30 | min | -
RM | L-Carnitine | pH | 1 | - | Analytical balance 2 dg | 5 | 5 | min | -
RM | L-Carnitine | pH | 3 | - | Beaker 100 ml. | 4 | 1 | pcs | -
RM | L-Carnitine | pH | 1 | - | pH meter | 5 | 5 | min | -
RM | L-Carnitine | pH | 3 | - | Magnetic bar | 4 | 1 | pcs | -
RM | L-Carnitine | pH | 3 | - | Magnetic stirrer | 4 | 1 | pcs | -
RM | L-Carnitine | Potassium | 1 | - | Refer COA | None | None | None | -
RM | L-Carnitine | Residue on ignition | 1 | - | Analytical balance 4 dg | 5 | 5 | min | -
RM | L-Carnitine | Residue on ignition | 3 | - | Crucible 50 ml. | 4 | 1 | pcs | -
RM | L-Carnitine | Residue on ignition | 1 | - | Hot plate | 4 | 360 | min | -
RM | L-Carnitine | Residue on ignition | 1 | - | Muffle furnace | 5 | 720 | min | -
RM | L-Carnitine | Residue on ignition | 1 | - | Desicator | 4 | 30 | min | -
RM | L-Carnitine | Sodium | 1 | - | Refer COA | None | None | None | -
RM | L-Carnitine | Water | 1 | - | Karl fisher | 5 | 90 | min | -
RM | L-Carnitine | Water | 1 | C009 | Combititrant 5 | 1 | 30 | ml. | -
RM | L-Carnitine | Water | 1 | H005 | Hydranal-Methanol Dry | 1 | 150 | ml. | -
RM | L-Carnitine | Water | 1 | - | Analytical balance 4 dg | 5 | 5 | min | -
RM | L-Carnitine | Water | 3 | - | Weighting boat plastic | 4 | 1 | pcs | -
RM | L-Valine (IV) | Identification | 1 | - | FT-NIR | 5 | 20 | min | -
RM | L-Valine (IV) | Assay | 1 | - | Beaker plastic 100 ml. | 4 | 4 | pcs. | -
RM | L-Valine (IV) | Assay | 1 | - | Autotritrator | 5 | 20 | min | -
RM | L-Valine (IV) | Assay | 1 | - | Pipet 3 ml. | 4 | 1 | pcs. | -
RM | L-Valine (IV) | Assay | 1 | - | Cylinder 50 ml. | 4 | 1 | pcs. | -
RM | L-Valine (IV) | Assay | 1 | F005 | Formic acid | 1 | 6 | ml. | -
RM | L-Valine (IV) | Assay | 1 | A020 | Acetic acid, Glacial | 1 | 50 | ml. | -
RM | L-Valine (IV) | Assay | 4 | - | 0.1 N Perchloric acid VS. | 2 | 10 | ml. | 3017
RM | L-Valine (IV) | Assay | 1 | - | Analytical balance 4 dg | 5 | 5 | min | -
RM | L-Valine (IV) | Assay | 1 | - | Analytical balance 5 dg | 5 | 5 | min | -
RM | L-Valine (IV) | Residue on ignition | 1 | - | Crucible 50 ml. | 4 | 3 | pcs | -
RM | L-Valine (IV) | Residue on ignition | 3 | S016 | Sulfuric acid | 1 | 1 | ml. | -
RM | L-Valine (IV) | Residue on ignition | 1 | - | Hot plate | 4 | 1 | pcs | -
RM | L-Valine (IV) | Residue on ignition | 1 | - | Muffle furnace | 4 | 480 | min | -
RM | L-Valine (IV) | Residue on ignition | 1 | - | Analytical balance 4 dg | 5 | 5 | min | -
RM | L-Valine (IV) | Residue on ignition | 1 | - | Analytical balance 5 dg | 5 | 5 | min | -
RM | L-Valine (IV) | Chloride | 4 | - | Glass tube 50 ml. | 4 | 4 | pcs | -
RM | L-Valine (IV) | Chloride | 4 | - | Pipet 1 ml. | 4 | 3 | pcs | -
RM | L-Valine (IV) | Chloride | 4 | - | Beaker 50 ml. | 4 | 3 | pcs | -
RM | L-Valine (IV) | Chloride | 4 | - | 0.02 N Hydrochloric acid TS. | 2 | 0.5 | ml. | None in WI
RM | L-Valine (IV) | Chloride | 4 | N011 | Nitric acid | 1 | 1 | ml. | -
RM | L-Valine (IV) | Chloride | 4 | - | 0.1 N Silver nitrate TS. | 2 | 1 | ml. | 4076
RM | L-Valine (IV) | Chloride | 4 | - | Analytical balance 4 dg | 5 | 5 | min | -
RM | L-Valine (IV) | Chloride | 4 | - | Analytical balance 5 dg | 5 | 5 | min | -
RM | L-Valine (IV) | Sulfare | 4 | - | 3 N Hydrochloric acid | 2 | 1 | ml. | 4037
RM | L-Valine (IV) | Sulfare | 4 | - | Barium chloride TS. | 2 | 1 | ml. | 4015
RM | L-Valine (IV) | Sulfare | 4 | - | Glass tube 50 ml. | 4 | 2 | pcs | -
RM | L-Valine (IV) | Sulfare | 4 | - | Beaker 50 ml. | 4 | 3 | pcs | -
RM | L-Valine (IV) | Sulfare | 4 | - | Analytical balance 4 dg | 5 | 5 | min | -
RM | L-Valine (IV) | Sulfare | 4 | - | Analytical balance 5 dg | 5 | 5 | min | -
RM | L-Valine (IV) | Iron | 4 | - | 2 N Sulfuric acid | 2 | 20 | ml. | 4094
RM | L-Valine (IV) | Iron | 4 | - | Pipet 10 ml. | 4 | 2 | pcs | -
RM | L-Valine (IV) | Iron | 4 | - | Volumetric flask 1000 ml. | 4 | 1 | pcs | -
RM | L-Valine (IV) | Iron | 4 | - | Beaker 100 ml. | 4 | 1 | pcs | -
RM | L-Valine (IV) | Iron | 4 | - | Ammonium thiocyanate | 2 | 30 | g. | 4013
RM | L-Valine (IV) | Iron | 4 | - | Volumetric flask 100 ml. | 4 | 1 | pcs | -
RM | L-Valine (IV) | Iron | 4 | H002 | Hydrochloric acid | 1 | 2 | ml. | -
RM | L-Valine (IV) | Iron | 4 | - | Pipet 2 ml. | 4 | 1 | pcs | -
RM | L-Valine (IV) | Iron | 4 | A031 | Ammonium peroxydisulfate | 1 | 0.05 | g. | -
RM | L-Valine (IV) | Iron | 4 | - | Analytical balance 4 dg | 5 | 5 | min | -
RM | L-Valine (IV) | Iron | 4 | - | Analytical balance 5 dg | 5 | 5 | min | -
RM | L-Valine (IV) | Related compounds | 1 | - | Butyl algohol glacial | 2 | 90 | ml. | None in WI
RM | L-Valine (IV) | Related compounds | 1 | A020 | Acetic acid, Glacial | 1 | 30 | ml. | -
RM | L-Valine (IV) | Related compounds | 1 | - | 2 N Acetic acid TS. | 2 | 5 | ml. | 4192
RM | L-Valine (IV) | Related compounds | 1 | B009 | B 1-Butanol | 1 | 95 | ml. | -
RM | L-Valine (IV) | Related compounds | 1 | - | Ninhydrin TS. | 2 | 0.2 | g. | 1009
RM | L-Valine (IV) | Related compounds | 1 | - | Beaker 50 ml. | 4 | 5 | pcs | -
RM | L-Valine (IV) | Related compounds | 1 | - | Pipet 10 ml. | 4 | 1 | pcs | -
RM | L-Valine (IV) | Related compounds | 1 | - | Pipet 5 ml. | 4 | 1 | pcs | -
RM | L-Valine (IV) | Related compounds | 1 | - | Cylinder 100 ml. | 4 | 1 | pcs | -
RM | L-Valine (IV) | Related compounds | 1 | - | Beaker 250 ml. | 4 | 2 | pcs | -
RM | L-Valine (IV) | Related compounds | 1 | - | TLC siliga gel | 3 | 1 | pcs | -
RM | L-Valine (IV) | Related compounds | 1 | - | Glass jar (25 cm*25 cm) | 4 | 1 | pcs | -
RM | L-Valine (IV) | Related compounds | 1 | - | Hot air oven | 5 | 15 | min | -
RM | L-Valine (IV) | Related compounds | 1 | - | Needle injection 10 ul. | 4 | 1 | pcs | -
RM | L-Valine (IV) | Related compounds | 1 | - | ชุดสเปรย์ developing solvent | 4 | 1 | pcs | -
RM | L-Valine (IV) | Related compounds | 1 | - | Analytical balance 4 dg | 5 | 5 | min | -
RM | L-Valine (IV) | Related compounds | 1 | - | Analytical balance 5 dg | 5 | 5 | min | -
RM | L-Valine (IV) | Related compounds | 1 | - | 0.1 N Hydrochloric acid TS. | 2 | 100 | ml. | 4041
RM | L-Valine (IV) | Related compounds | 1 | - | Volumetric flask 25 ml. | 4 | 1 | pcs | -
RM | L-Valine (IV) | Optical rotation | 1 | - | Volumetric flask 100 ml. | 4 | 3 | pcs | -
RM | L-Valine (IV) | Optical rotation | 1 | - | Analytical balance 4 dg | 5 | 5 | min | -
RM | L-Valine (IV) | Optical rotation | 1 | - | Measurements of optical | 5 | 5 | min | -
RM | L-Valine (IV) | Optical rotation | 3 | - | 6 N Hydrochloric acid | 2 | 100 | ml. | 4039
RM | L-Valine (IV) | Loss on drying | 1 | - | Hot air oven | 5 | 120 | min | -
RM | L-Valine (IV) | Loss on drying | 1 | - | Analytical balance 4 dg | 5 | 5 | min | -
RM | L-Valine (IV) | Loss on drying | 1 | - | Weighting bottle | 4 | 3 | pcs | -
RM | L-Isoleucine (IV) | Identification | 1 | - | FT-NIR | 5 | 20 | min | -
RM | L-Isoleucine (IV) | Assay | 1 | - | Beaker plastic 100 ml. | 4 | 4 | pcs. | -
RM | L-Isoleucine (IV) | Assay | 1 | - | Autotritrator | 5 | 20 | min | -
RM | L-Isoleucine (IV) | Assay | 1 | - | Pipet 3 ml. | 4 | 1 | pcs. | -
RM | L-Isoleucine (IV) | Assay | 1 | - | Cylinder 50 ml. | 4 | 1 | pcs. | -
RM | L-Isoleucine (IV) | Assay | 1 | F005 | Formic acid | 1 | 6 | ml. | -
RM | L-Isoleucine (IV) | Assay | 1 | A020 | Acetic acid, Glacial | 1 | 50 | ml. | -
RM | L-Isoleucine (IV) | Assay | 4 | - | 0.1 N Perchloric acid VS. | 2 | 10 | ml. | 3017
RM | L-Isoleucine (IV) | Assay | 1 | - | Analytical balance 4 dg | 5 | 5 | min | -
RM | L-Isoleucine (IV) | Assay | 1 | - | Analytical balance 5 dg | 5 | 5 | min | -
RM | L-Isoleucine (IV) | Residue on ignition | 1 | - | Crucible 50 ml. | 4 | 3 | pcs | -
RM | L-Isoleucine (IV) | Residue on ignition | 3 | S016 | Sulfuric acid | 1 | 1 | ml. | -
RM | L-Isoleucine (IV) | Residue on ignition | 1 | - | Hot plate | 4 | 1 | pcs | -
RM | L-Isoleucine (IV) | Residue on ignition | 1 | - | Muffle furnace | 4 | 480 | min | -
RM | L-Isoleucine (IV) | Residue on ignition | 1 | - | Analytical balance 4 dg | 5 | 5 | min | -
RM | L-Isoleucine (IV) | Residue on ignition | 1 | - | Analytical balance 5 dg | 5 | 5 | min | -
RM | L-Isoleucine (IV) | Chloride | 4 | - | Glass tube 50 ml. | 4 | 4 | pcs | -
RM | L-Isoleucine (IV) | Chloride | 4 | - | Pipet 1 ml. | 4 | 3 | pcs | -
RM | L-Isoleucine (IV) | Chloride | 4 | - | Beaker 50 ml. | 4 | 3 | pcs | -
RM | L-Isoleucine (IV) | Chloride | 4 | - | 0.02 N Hydrochloric acid TS. | 2 | 0.5 | ml. | None in WI
RM | L-Isoleucine (IV) | Chloride | 4 | N011 | Nitric acid | 1 | 1 | ml. | -
RM | L-Isoleucine (IV) | Chloride | 4 | - | 0.1 N Silver nitrate TS. | 2 | 1 | ml. | 4076
RM | L-Isoleucine (IV) | Chloride | 4 | - | Analytical balance 4 dg | 5 | 5 | min | -
RM | L-Isoleucine (IV) | Chloride | 4 | - | Analytical balance 5 dg | 5 | 5 | min | -
RM | L-Isoleucine (IV) | Sulfare | 4 | - | 3 N Hydrochloric acid | 2 | 1 | ml. | 4037
RM | L-Isoleucine (IV) | Sulfare | 4 | - | Barium chloride TS. | 2 | 1 | ml. | 4015
RM | L-Isoleucine (IV) | Sulfare | 4 | - | Glass tube 50 ml. | 4 | 2 | pcs | -
RM | L-Isoleucine (IV) | Sulfare | 4 | - | Beaker 50 ml. | 4 | 3 | pcs | -
RM | L-Isoleucine (IV) | Sulfare | 4 | - | Analytical balance 4 dg | 5 | 5 | min | -
RM | L-Isoleucine (IV) | Sulfare | 4 | - | Analytical balance 5 dg | 5 | 5 | min | -
RM | L-Isoleucine (IV) | Iron | 4 | - | 2 N Sulfuric acid | 2 | 20 | ml. | 4094
RM | L-Isoleucine (IV) | Iron | 4 | - | Pipet 10 ml. | 4 | 2 | pcs | -
RM | L-Isoleucine (IV) | Iron | 4 | - | Volumetric flask 1000 ml. | 4 | 1 | pcs | -
RM | L-Isoleucine (IV) | Iron | 4 | - | Beaker 100 ml. | 4 | 1 | pcs | -
RM | L-Isoleucine (IV) | Iron | 4 | - | Ammonium thiocyanate | 2 | 30 | g. | 4013
RM | L-Isoleucine (IV) | Iron | 4 | - | Volumetric flask 100 ml. | 4 | 1 | pcs | -
RM | L-Isoleucine (IV) | Iron | 4 | H002 | Hydrochloric acid | 1 | 2 | ml. | -
RM | L-Isoleucine (IV) | Iron | 4 | - | Pipet 2 ml. | 4 | 1 | pcs | -
RM | L-Isoleucine (IV) | Iron | 4 | A031 | Ammonium peroxydisulfate | 1 | 0.05 | g. | -
RM | L-Isoleucine (IV) | Iron | 4 | - | Analytical balance 4 dg | 5 | 5 | min | -
RM | L-Isoleucine (IV) | Iron | 4 | - | Analytical balance 5 dg | 5 | 5 | min | -
RM | L-Isoleucine (IV) | Related compounds | 1 | - | Butyl algohol glacial | 2 | 90 | ml. | None in WI
RM | L-Isoleucine (IV) | Related compounds | 1 | A020 | Acetic acid, Glacial | 1 | 30 | ml. | -
RM | L-Isoleucine (IV) | Related compounds | 1 | - | 2 N Acetic acid TS. | 2 | 5 | ml. | 4192
RM | L-Isoleucine (IV) | Related compounds | 1 | B009 | B 1-Butanol | 1 | 95 | ml. | -
RM | L-Isoleucine (IV) | Related compounds | 1 | - | Ninhydrin TS. | 2 | 0.2 | g. | 1009
RM | L-Isoleucine (IV) | Related compounds | 1 | - | Beaker 50 ml. | 4 | 5 | pcs | -
RM | L-Isoleucine (IV) | Related compounds | 1 | - | Pipet 10 ml. | 4 | 1 | pcs | -
RM | L-Isoleucine (IV) | Related compounds | 1 | - | Pipet 5 ml. | 4 | 1 | pcs | -
RM | L-Isoleucine (IV) | Related compounds | 1 | - | Cylinder 100 ml. | 4 | 1 | pcs | -
RM | L-Isoleucine (IV) | Related compounds | 1 | - | Beaker 250 ml. | 4 | 2 | pcs | -
RM | L-Isoleucine (IV) | Related compounds | 1 | - | TLC siliga gel | 3 | 1 | pcs | -
RM | L-Isoleucine (IV) | Related compounds | 1 | - | Glass jar (25 cm*25 cm) | 4 | 1 | pcs | -
RM | L-Isoleucine (IV) | Related compounds | 1 | - | Hot air oven | 5 | 15 | min | -
RM | L-Isoleucine (IV) | Related compounds | 1 | - | Needle injection 10 ul. | 4 | 1 | pcs | -
RM | L-Isoleucine (IV) | Related compounds | 1 | - | ชุดสเปรย์ developing solvent | 4 | 1 | pcs | -
RM | L-Isoleucine (IV) | Related compounds | 1 | - | Analytical balance 4 dg | 5 | 5 | min | -
RM | L-Isoleucine (IV) | Related compounds | 1 | - | Analytical balance 5 dg | 5 | 5 | min | -
RM | L-Isoleucine (IV) | Related compounds | 1 | - | 0.1 N Hydrochloric acid TS. | 2 | 100 | ml. | 4041
RM | L-Isoleucine (IV) | Related compounds | 1 | - | Volumetric flask 25 ml. | 4 | 1 | pcs | -
RM | L-Isoleucine (IV) | Optical rotation | 1 | - | Volumetric flask 100 ml. | 4 | 3 | pcs | -
RM | L-Isoleucine (IV) | Optical rotation | 1 | - | Analytical balance 4 dg | 5 | 5 | min | -
RM | L-Isoleucine (IV) | Optical rotation | 1 | - | Measurements of optical | 5 | 5 | min | -
RM | L-Isoleucine (IV) | Optical rotation | 3 | - | 6 N Hydrochloric acid | 2 | 100 | ml. | 4039
RM | L-Isoleucine (IV) | Loss on drying | 1 | - | Hot air oven | 5 | 120 | min | -
RM | L-Isoleucine (IV) | Loss on drying | 1 | - | Analytical balance 4 dg | 5 | 5 | min | -
RM | L-Isoleucine (IV) | Loss on drying | 1 | - | Weighting bottle | 4 | 3 | pcs | -
RM | L-Phenylalanine (IV) | Identification | 1 | - | FT-NIR | 5 | 20 | min | -
RM | L-Phenylalanine (IV) | Assay | 1 | - | Beaker plastic 100 ml. | 4 | 4 | pcs. | -
RM | L-Phenylalanine (IV) | Assay | 1 | - | Autotritrator | 5 | 20 | min | -
RM | L-Phenylalanine (IV) | Assay | 1 | - | Pipet 3 ml. | 4 | 1 | pcs. | -
RM | L-Phenylalanine (IV) | Assay | 1 | - | Cylinder 50 ml. | 4 | 1 | pcs. | -
RM | L-Phenylalanine (IV) | Assay | 1 | F005 | Formic acid | 1 | 6 | ml. | -
RM | L-Phenylalanine (IV) | Assay | 1 | A020 | Acetic acid, Glacial | 1 | 50 | ml. | -
RM | L-Phenylalanine (IV) | Assay | 4 | - | 0.1 N Perchloric acid VS. | 2 | 10 | ml. | 3017
RM | L-Phenylalanine (IV) | Assay | 1 | - | Analytical balance 4 dg | 5 | 5 | min | -
RM | L-Phenylalanine (IV) | Assay | 1 | - | Analytical balance 5 dg | 5 | 5 | min | -
RM | L-Phenylalanine (IV) | Residue on ignition | 1 | - | Crucible 50 ml. | 4 | 3 | pcs | -
RM | L-Phenylalanine (IV) | Residue on ignition | 3 | S016 | Sulfuric acid | 1 | 1 | ml. | -
RM | L-Phenylalanine (IV) | Residue on ignition | 1 | - | Hot plate | 4 | 1 | pcs | -
RM | L-Phenylalanine (IV) | Residue on ignition | 1 | - | Muffle furnace | 4 | 480 | min | -
RM | L-Phenylalanine (IV) | Residue on ignition | 1 | - | Analytical balance 4 dg | 5 | 5 | min | -
RM | L-Phenylalanine (IV) | Residue on ignition | 1 | - | Analytical balance 5 dg | 5 | 5 | min | -
RM | L-Phenylalanine (IV) | Chloride | 4 | - | Glass tube 50 ml. | 4 | 4 | pcs | -
RM | L-Phenylalanine (IV) | Chloride | 4 | - | Pipet 1 ml. | 4 | 3 | pcs | -
RM | L-Phenylalanine (IV) | Chloride | 4 | - | Beaker 50 ml. | 4 | 3 | pcs | -
RM | L-Phenylalanine (IV) | Chloride | 4 | - | 0.02 N Hydrochloric acid TS. | 2 | 0.5 | ml. | None in WI
RM | L-Phenylalanine (IV) | Chloride | 4 | N011 | Nitric acid | 1 | 1 | ml. | -
RM | L-Phenylalanine (IV) | Chloride | 4 | - | 0.1 N Silver nitrate TS. | 2 | 1 | ml. | 4076
RM | L-Phenylalanine (IV) | Chloride | 4 | - | Analytical balance 4 dg | 5 | 5 | min | -
RM | L-Phenylalanine (IV) | Chloride | 4 | - | Analytical balance 5 dg | 5 | 5 | min | -
RM | L-Phenylalanine (IV) | Sulfare | 4 | - | 3 N Hydrochloric acid | 2 | 1 | ml. | 4037
RM | L-Phenylalanine (IV) | Sulfare | 4 | - | Barium chloride TS. | 2 | 1 | ml. | 4015
RM | L-Phenylalanine (IV) | Sulfare | 4 | - | Glass tube 50 ml. | 4 | 2 | pcs | -
RM | L-Phenylalanine (IV) | Sulfare | 4 | - | Beaker 50 ml. | 4 | 3 | pcs | -
RM | L-Phenylalanine (IV) | Sulfare | 4 | - | Analytical balance 4 dg | 5 | 5 | min | -
RM | L-Phenylalanine (IV) | Sulfare | 4 | - | Analytical balance 5 dg | 5 | 5 | min | -
RM | L-Phenylalanine (IV) | Iron | 4 | - | 2 N Sulfuric acid | 2 | 20 | ml. | 4094
RM | L-Phenylalanine (IV) | Iron | 4 | - | Pipet 10 ml. | 4 | 2 | pcs | -
RM | L-Phenylalanine (IV) | Iron | 4 | - | Volumetric flask 1000 ml. | 4 | 1 | pcs | -
RM | L-Phenylalanine (IV) | Iron | 4 | - | Beaker 100 ml. | 4 | 1 | pcs | -
RM | L-Phenylalanine (IV) | Iron | 4 | - | Ammonium thiocyanate | 2 | 30 | g. | 4013
RM | L-Phenylalanine (IV) | Iron | 4 | - | Volumetric flask 100 ml. | 4 | 1 | pcs | -
RM | L-Phenylalanine (IV) | Iron | 4 | H002 | Hydrochloric acid | 1 | 2 | ml. | -
RM | L-Phenylalanine (IV) | Iron | 4 | - | Pipet 2 ml. | 4 | 1 | pcs | -
RM | L-Phenylalanine (IV) | Iron | 4 | A031 | Ammonium peroxydisulfate | 1 | 0.05 | g. | -
RM | L-Phenylalanine (IV) | Iron | 4 | - | Analytical balance 4 dg | 5 | 5 | min | -
RM | L-Phenylalanine (IV) | Iron | 4 | - | Analytical balance 5 dg | 5 | 5 | min | -
RM | L-Phenylalanine (IV) | Related compounds | 1 | - | Butyl algohol glacial | 2 | 90 | ml. | None in WI
RM | L-Phenylalanine (IV) | Related compounds | 1 | A020 | Acetic acid, Glacial | 1 | 30 | ml. | -
RM | L-Phenylalanine (IV) | Related compounds | 1 | - | 2 N Acetic acid TS. | 2 | 5 | ml. | 4192
RM | L-Phenylalanine (IV) | Related compounds | 1 | B009 | B 1-Butanol | 1 | 95 | ml. | -
RM | L-Phenylalanine (IV) | Related compounds | 1 | - | Ninhydrin TS. | 2 | 0.2 | g. | 1009
RM | L-Phenylalanine (IV) | Related compounds | 1 | - | Beaker 50 ml. | 4 | 5 | pcs | -
RM | L-Phenylalanine (IV) | Related compounds | 1 | - | Pipet 10 ml. | 4 | 1 | pcs | -
RM | L-Phenylalanine (IV) | Related compounds | 1 | - | Pipet 5 ml. | 4 | 1 | pcs | -
RM | L-Phenylalanine (IV) | Related compounds | 1 | - | Cylinder 100 ml. | 4 | 1 | pcs | -
RM | L-Phenylalanine (IV) | Related compounds | 1 | - | Beaker 250 ml. | 4 | 2 | pcs | -
RM | L-Phenylalanine (IV) | Related compounds | 1 | - | TLC siliga gel | 3 | 1 | pcs | -
RM | L-Phenylalanine (IV) | Related compounds | 1 | - | Glass jar (25 cm*25 cm) | 4 | 1 | pcs | -
RM | L-Phenylalanine (IV) | Related compounds | 1 | - | Hot air oven | 5 | 15 | min | -
RM | L-Phenylalanine (IV) | Related compounds | 1 | - | Needle injection 10 ul. | 4 | 1 | pcs | -
RM | L-Phenylalanine (IV) | Related compounds | 1 | - | ชุดสเปรย์ developing solvent | 4 | 1 | pcs | -
RM | L-Phenylalanine (IV) | Related compounds | 1 | - | Analytical balance 4 dg | 5 | 5 | min | -
RM | L-Phenylalanine (IV) | Related compounds | 1 | - | Analytical balance 5 dg | 5 | 5 | min | -
RM | L-Phenylalanine (IV) | Related compounds | 1 | A020 | Acetic acid, Glacial | 1 | 100 | ml. | -
RM | L-Phenylalanine (IV) | Related compounds | 1 | - | Volumetric flask 25 ml. | 4 | 1 | pcs | -
RM | L-Phenylalanine (IV) | Optical rotation | 1 | - | Volumetric flask 100 ml. | 4 | 3 | pcs | -
RM | L-Phenylalanine (IV) | Optical rotation | 1 | - | Analytical balance 4 dg | 5 | 5 | min | -
RM | L-Phenylalanine (IV) | Optical rotation | 1 | - | Measurements of optical | 5 | 5 | min | -
RM | L-Phenylalanine (IV) | Loss on drying | 1 | - | Hot air oven | 5 | 120 | min | -
RM | L-Phenylalanine (IV) | Loss on drying | 1 | - | Analytical balance 4 dg | 5 | 5 | min | -
RM | L-Phenylalanine (IV) | Loss on drying | 1 | - | Weighting bottle | 4 | 3 | pcs | -
RM | L-Lysine hydrochloride (IV) | Identification | 1 | - | FT-NIR | 5 | 20 | min | -
RM | L-Lysine hydrochloride (IV) | Assay | 1 | - | Beaker plastic 100 ml. | 4 | 4 | pcs. | -
RM | L-Lysine hydrochloride (IV) | Assay | 1 | - | Autotritrator | 5 | 20 | min | -
RM | L-Lysine hydrochloride (IV) | Assay | 1 | - | Pipet 3 ml. | 4 | 1 | pcs. | -
RM | L-Lysine hydrochloride (IV) | Assay | 1 | - | Cylinder 50 ml. | 4 | 1 | pcs. | -
RM | L-Lysine hydrochloride (IV) | Assay | 1 | F005 | Formic acid | 1 | 6 | ml. | -
RM | L-Lysine hydrochloride (IV) | Assay | 1 | A020 | Acetic acid, Glacial | 1 | 50 | ml. | -
RM | L-Lysine hydrochloride (IV) | Assay | 4 | - | 0.1 N Perchloric acid VS. | 2 | 10 | ml. | 3017
RM | L-Lysine hydrochloride (IV) | Assay | 1 | - | Analytical balance 4 dg | 5 | 5 | min | -
RM | L-Lysine hydrochloride (IV) | Assay | 1 | - | Analytical balance 5 dg | 5 | 5 | min | -
RM | L-Lysine hydrochloride (IV) | Residue on ignition | 1 | - | Crucible 50 ml. | 4 | 3 | pcs | -
RM | L-Lysine hydrochloride (IV) | Residue on ignition | 3 | S016 | Sulfuric acid | 1 | 1 | ml. | -
RM | L-Lysine hydrochloride (IV) | Residue on ignition | 1 | - | Hot plate | 4 | 1 | pcs | -
RM | L-Lysine hydrochloride (IV) | Residue on ignition | 1 | - | Muffle furnace | 4 | 480 | min | -
RM | L-Lysine hydrochloride (IV) | Residue on ignition | 1 | - | Analytical balance 4 dg | 5 | 5 | min | -
RM | L-Lysine hydrochloride (IV) | Residue on ignition | 1 | - | Analytical balance 5 dg | 5 | 5 | min | -
RM | L-Lysine hydrochloride (IV) | Chloride | 4 | - | Glass tube 50 ml. | 4 | 4 | pcs | -
RM | L-Lysine hydrochloride (IV) | Chloride | 4 | - | Pipet 1 ml. | 4 | 3 | pcs | -
RM | L-Lysine hydrochloride (IV) | Chloride | 4 | - | Beaker 50 ml. | 4 | 3 | pcs | -
RM | L-Lysine hydrochloride (IV) | Chloride | 4 | - | 0.02 N Hydrochloric acid TS. | 2 | 0.5 | ml. | None in WI
RM | L-Lysine hydrochloride (IV) | Chloride | 4 | N011 | Nitric acid | 1 | 1 | ml. | -
RM | L-Lysine hydrochloride (IV) | Chloride | 4 | - | 0.1 N Silver nitrate TS. | 2 | 1 | ml. | 4076
RM | L-Lysine hydrochloride (IV) | Chloride | 4 | - | Analytical balance 4 dg | 5 | 5 | min | -
RM | L-Lysine hydrochloride (IV) | Chloride | 4 | - | Analytical balance 5 dg | 5 | 5 | min | -
RM | L-Lysine hydrochloride (IV) | Sulfare | 4 | - | 3 N Hydrochloric acid | 2 | 1 | ml. | 4037
RM | L-Lysine hydrochloride (IV) | Sulfare | 4 | - | Barium chloride TS. | 2 | 1 | ml. | 4015
RM | L-Lysine hydrochloride (IV) | Sulfare | 4 | - | Glass tube 50 ml. | 4 | 2 | pcs | -
RM | L-Lysine hydrochloride (IV) | Sulfare | 4 | - | Beaker 50 ml. | 4 | 3 | pcs | -
RM | L-Lysine hydrochloride (IV) | Sulfare | 4 | - | Analytical balance 4 dg | 5 | 5 | min | -
RM | L-Lysine hydrochloride (IV) | Sulfare | 4 | - | Analytical balance 5 dg | 5 | 5 | min | -
RM | L-Lysine hydrochloride (IV) | Iron | 4 | - | 2 N Sulfuric acid | 2 | 20 | ml. | 4094
RM | L-Lysine hydrochloride (IV) | Iron | 4 | - | Pipet 10 ml. | 4 | 2 | pcs | -
RM | L-Lysine hydrochloride (IV) | Iron | 4 | - | Volumetric flask 1000 ml. | 4 | 1 | pcs | -
RM | L-Lysine hydrochloride (IV) | Iron | 4 | - | Beaker 100 ml. | 4 | 1 | pcs | -
RM | L-Lysine hydrochloride (IV) | Iron | 4 | - | Ammonium thiocyanate | 2 | 30 | g. | 4013
RM | L-Lysine hydrochloride (IV) | Iron | 4 | - | Volumetric flask 100 ml. | 4 | 1 | pcs | -
RM | L-Lysine hydrochloride (IV) | Iron | 4 | H002 | Hydrochloric acid | 1 | 2 | ml. | -
RM | L-Lysine hydrochloride (IV) | Iron | 4 | - | Pipet 2 ml. | 4 | 1 | pcs | -
RM | L-Lysine hydrochloride (IV) | Iron | 4 | A031 | Ammonium peroxydisulfate | 1 | 0.05 | g. | -
RM | L-Lysine hydrochloride (IV) | Iron | 4 | - | Analytical balance 4 dg | 5 | 5 | min | -
RM | L-Lysine hydrochloride (IV) | Iron | 4 | - | Analytical balance 5 dg | 5 | 5 | min | -
RM | L-Lysine hydrochloride (IV) | Related compounds | 1 | - | Isopropyl alcohol | 2 | 70 | ml. | None in WI
RM | L-Lysine hydrochloride (IV) | Related compounds | 1 | A004 | Ammonia solution 25%, 2.5L | 1 | 30 | ml. | -
RM | L-Lysine hydrochloride (IV) | Related compounds | 1 | - | 2 N Acetic acid TS. | 2 | 5 | ml. | 4192
RM | L-Lysine hydrochloride (IV) | Related compounds | 1 | B009 | B 1-Butanol | 1 | 95 | ml. | -
RM | L-Lysine hydrochloride (IV) | Related compounds | 1 | - | Ninhydrin TS. | 2 | 0.2 | g. | 1009
RM | L-Lysine hydrochloride (IV) | Related compounds | 1 | - | Beaker 50 ml. | 4 | 5 | pcs | -
RM | L-Lysine hydrochloride (IV) | Related compounds | 1 | - | Pipet 10 ml. | 4 | 1 | pcs | -
RM | L-Lysine hydrochloride (IV) | Related compounds | 1 | - | Pipet 5 ml. | 4 | 1 | pcs | -
RM | L-Lysine hydrochloride (IV) | Related compounds | 1 | - | Cylinder 100 ml. | 4 | 1 | pcs | -
RM | L-Lysine hydrochloride (IV) | Related compounds | 1 | - | Beaker 250 ml. | 4 | 2 | pcs | -
RM | L-Lysine hydrochloride (IV) | Related compounds | 1 | - | TLC siliga gel | 3 | 1 | pcs | -
RM | L-Lysine hydrochloride (IV) | Related compounds | 1 | - | Glass jar (25 cm*25 cm) | 4 | 1 | pcs | -
RM | L-Lysine hydrochloride (IV) | Related compounds | 1 | - | Hot air oven | 5 | 15 | min | -
RM | L-Lysine hydrochloride (IV) | Related compounds | 1 | - | Needle injection 10 ul. | 4 | 1 | pcs | -
RM | L-Lysine hydrochloride (IV) | Related compounds | 1 | - | ชุดสเปรย์ developing solvent | 4 | 1 | pcs | -
RM | L-Lysine hydrochloride (IV) | Related compounds | 1 | - | Analytical balance 4 dg | 5 | 5 | min | -
RM | L-Lysine hydrochloride (IV) | Related compounds | 1 | - | Analytical balance 5 dg | 5 | 5 | min | -
RM | L-Lysine hydrochloride (IV) | Related compounds | 1 | - | Volumetric flask 25 ml. | 4 | 1 | pcs | -
RM | L-Lysine hydrochloride (IV) | Optical rotation | 1 | - | Volumetric flask 100 ml. | 4 | 3 | pcs | -
RM | L-Lysine hydrochloride (IV) | Optical rotation | 1 | - | Analytical balance 4 dg | 5 | 5 | min | -
RM | L-Lysine hydrochloride (IV) | Optical rotation | 1 | - | Measurements of optical | 5 | 5 | min | -
RM | L-Lysine hydrochloride (IV) | Optical rotation | 3 | - | 6 N Hydrochloric acid | 2 | 100 | ml. | 4039
RM | L-Lysine hydrochloride (IV) | Loss on drying | 1 | - | Hot air oven | 5 | 120 | min | -
RM | L-Lysine hydrochloride (IV) | Loss on drying | 1 | - | Analytical balance 4 dg | 5 | 5 | min | -
RM | L-Lysine hydrochloride (IV) | Loss on drying | 1 | - | Weighting bottle | 4 | 3 | pcs | -
RM | L-Lysine hydrochloride (IV) | Chloride content | 3 | - | 0.1 N Silver nitrate TS. | 2 | 20 | ml. | 4076
RM | L-Lysine hydrochloride (IV) | Chloride content | 1 | - | Dichlorofluorescein TS. | 2 | 100 | ml. | 1025
RM | L-Lysine hydrochloride (IV) | Chloride content | 1 | - | Burette 50 ml. | 4 | 1 | pcs | -
RM | L-Lysine hydrochloride (IV) | Chloride content | 1 | - | Erlenmeyer flask 300 ml. | 4 | 4 | pcs | -
RM | L-Lysine hydrochloride (IV) | Chloride content | 1 | - | Pipet 1 ml. | 4 | 1 | pcs | -
RM | L-Cysteline (IV) | Identification | 1 | - | FT-NIR | 5 | 20 | min | -
RM | L-Cysteline (IV) | Assay | 1 | - | Iodine flask 500 ml. | 4 | 4 | pcs. | -
RM | L-Cysteline (IV) | Assay | 4 | - | Dilute hydrochloric acid | 2 | 5 | ml. | 4045
RM | L-Cysteline (IV) | Assay | 1 | - | Pipet 3 ml. | 4 | 1 | pcs. | -
RM | L-Cysteline (IV) | Assay | 1 | - | Cylinder 50 ml. | 4 | 1 | pcs. | -
RM | L-Cysteline (IV) | Assay | 4 | - | Potassium iodide TS. | 2 | 4 | g. | 4113
RM | L-Cysteline (IV) | Assay | 4 | - | 0.05 M iodine VS. | 2 | 25 | ml. | None in WI
RM | L-Cysteline (IV) | Assay | 4 | - | 0.1 N Sodium thiosulfate VS. | 2 | 30 | ml. | 3011
RM | L-Cysteline (IV) | Assay | 1 | - | Analytical balance 4 dg | 5 | 5 | min | -
RM | L-Cysteline (IV) | Assay | 1 | - | Analytical balance 5 dg | 5 | 5 | min | -
RM | L-Cysteline (IV) | Assay | 1 | - | Pipet 5 ml. | 4 | 1 | pcs. | -
RM | L-Cysteline (IV) | Assay | 1 | - | Pipet 25 ml. | 4 | 1 | pcs. | -
RM | L-Cysteline (IV) | Residue on ignition | 1 | - | Crucible 50 ml. | 4 | 3 | pcs | -
RM | L-Cysteline (IV) | Residue on ignition | 3 | S016 | Sulfuric acid | 1 | 1 | ml. | -
RM | L-Cysteline (IV) | Residue on ignition | 1 | - | Hot plate | 4 | 1 | pcs | -
RM | L-Cysteline (IV) | Residue on ignition | 1 | - | Muffle furnace | 4 | 480 | min | -
RM | L-Cysteline (IV) | Residue on ignition | 1 | - | Analytical balance 4 dg | 5 | 5 | min | -
RM | L-Cysteline (IV) | Residue on ignition | 1 | - | Analytical balance 5 dg | 5 | 5 | min | -
RM | L-Cysteline (IV) | Chloride | 4 | - | Glass tube 50 ml. | 4 | 4 | pcs | -
RM | L-Cysteline (IV) | Chloride | 4 | - | Pipet 1 ml. | 4 | 3 | pcs | -
RM | L-Cysteline (IV) | Chloride | 4 | - | Beaker 50 ml. | 4 | 3 | pcs | -
RM | L-Cysteline (IV) | Chloride | 4 | - | Dilute nitric acid (1 in 4) | 2 | 10 | ml. | None in WI
RM | L-Cysteline (IV) | Chloride | 4 | H003 | Hydrogen Peroxide | 1 | 40 | ml. | -
RM | L-Cysteline (IV) | Chloride | 4 | - | 0.01 N Hydrochloric acid | 2 | 1 | ml. | 4043
RM | L-Cysteline (IV) | Chloride | 4 | - | 0.1 N Silver nitrate TS. | 2 | 4 | ml. | 4076
RM | L-Cysteline (IV) | Chloride | 4 | - | Analytical balance 4 dg | 5 | 5 | min | -
RM | L-Cysteline (IV) | Chloride | 4 | - | Analytical balance 5 dg | 5 | 5 | min | -
RM | L-Cysteline (IV) | Sulfare | 4 | - | Dilute hydrochloric acid | 2 | 1 | ml. | 4045
RM | L-Cysteline (IV) | Sulfare | 4 | - | Barium chloride TS. | 2 | 1 | ml. | 4015
RM | L-Cysteline (IV) | Sulfare | 4 | - | Glass tube 50 ml. | 4 | 2 | pcs | -
RM | L-Cysteline (IV) | Sulfare | 4 | - | Beaker 50 ml. | 4 | 3 | pcs | -
RM | L-Cysteline (IV) | Sulfare | 4 | - | Analytical balance 4 dg | 5 | 5 | min | -
RM | L-Cysteline (IV) | Sulfare | 4 | - | Analytical balance 5 dg | 5 | 5 | min | -
RM | L-Cysteline (IV) | Iron | 1 | - | Sodium acetate buffer solution | 2 | 112 | g. | None in WI
RM | L-Cysteline (IV) | Iron | 1 | - | Pipet 10 ml. | 4 | 2 | pcs | -
RM | L-Cysteline (IV) | Iron | 1 | - | Volumetric flask 1000 ml. | 4 | 1 | pcs | -
RM | L-Cysteline (IV) | Iron | 1 | - | Beaker 100 ml. | 4 | 1 | pcs | -
RM | L-Cysteline (IV) | Iron | 1 | - | 2,2-Dipyridyl in ethanol (1 in 200) | 2 | 1 | g. | None in WI
RM | L-Cysteline (IV) | Iron | 1 | - | Volumetric flask 100 ml. | 4 | 1 | pcs | -
RM | L-Cysteline (IV) | Iron | 1 | E007 | Ethanol | 1 | 200 | ml. | -
RM | L-Cysteline (IV) | Iron | 1 | - | Pipet 2 ml. | 4 | 1 | pcs | -
RM | L-Cysteline (IV) | Iron | 1 | - | Glass tube 50 ml. | 4 | 4 | pcs | -
RM | L-Cysteline (IV) | Iron | 1 | - | Analytical balance 4 dg | 5 | 5 | min | -
RM | L-Cysteline (IV) | Iron | 1 | - | Analytical balance 5 dg | 5 | 5 | min | -
RM | L-Cysteline (IV) | Iron | 1 | A020 | Acetic acid, Glacial | 1 | 80 | ml. | -
RM | L-Cysteline (IV) | Iron | 1 | - | L-Ascorbic acid (1 in 100) | 2 | 1 | g. | None in WI
RM | L-Cysteline (IV) | Related substance | 1 | - | Butyl algohol glacial | 2 | 90 | ml. | None in WI
RM | L-Cysteline (IV) | Related substance | 1 | A020 | Acetic acid, Glacial | 1 | 30 | ml. | -
RM | L-Cysteline (IV) | Related substance | 1 | M011 | Methanol HPLC | 1 | 100 | ml. | -
RM | L-Cysteline (IV) | Related substance | 1 | B009 | B 1-Butanol | 1 | 95 | ml. | -
RM | L-Cysteline (IV) | Related substance | 1 | - | Ninhydrin TS. | 2 | 0.2 | g. | 1009
RM | L-Cysteline (IV) | Related substance | 1 | - | Beaker 50 ml. | 4 | 5 | pcs | -
RM | L-Cysteline (IV) | Related substance | 1 | - | Pipet 10 ml. | 4 | 1 | pcs | -
RM | L-Cysteline (IV) | Related substance | 1 | - | Pipet 5 ml. | 4 | 1 | pcs | -
RM | L-Cysteline (IV) | Related substance | 1 | - | Cylinder 100 ml. | 4 | 1 | pcs | -
RM | L-Cysteline (IV) | Related substance | 1 | - | Beaker 250 ml. | 4 | 2 | pcs | -
RM | L-Cysteline (IV) | Related substance | 1 | - | TLC siliga gel | 3 | 1 | pcs | -
RM | L-Cysteline (IV) | Related substance | 1 | - | Glass jar (25 cm*25 cm) | 4 | 1 | pcs | -
RM | L-Cysteline (IV) | Related substance | 1 | - | Hot air oven | 5 | 15 | min | -
RM | L-Cysteline (IV) | Related substance | 1 | - | Needle injection 10 ul. | 4 | 1 | pcs | -
RM | L-Cysteline (IV) | Related substance | 1 | - | ชุดสเปรย์ developing solvent | 4 | 1 | pcs | -
RM | L-Cysteline (IV) | Related substance | 1 | - | Analytical balance 4 dg | 5 | 5 | min | -
RM | L-Cysteline (IV) | Related substance | 1 | - | Analytical balance 5 dg | 5 | 5 | min | -
RM | L-Cysteline (IV) | Related substance | 1 | - | 0.1 N Hydrochloric acid TS. | 2 | 100 | ml. | 4041
RM | L-Cysteline (IV) | Related substance | 1 | - | Volumetric flask 25 ml. | 4 | 1 | pcs | -
RM | L-Cysteline (IV) | Related substance | 1 | - | N-ethylmalemide solution | 2 | 1 | g. | None in WI
RM | L-Cysteline (IV) | Related substance | 1 | - | 0.5 N Hydrochloric acid | 2 | 20 | ml. | 4040
RM | L-Cysteline (IV) | Optical rotation | 1 | - | Volumetric flask 25 ml. | 4 | 3 | pcs | -
RM | L-Cysteline (IV) | Optical rotation | 1 | - | Analytical balance 4 dg | 5 | 5 | min | -
RM | L-Cysteline (IV) | Optical rotation | 1 | - | Measurements of optical | 5 | 5 | min | -
RM | L-Cysteline (IV) | Optical rotation | 3 | - | 1 N Hydrochloric acid TS. | 2 | 100 | ml. | 4035
RM | L-Cysteline (IV) | Loss on drying | 1 | - | Hot air oven | 5 | 120 | min | -
RM | L-Cysteline (IV) | Loss on drying | 1 | - | Analytical balance 4 dg | 5 | 5 | min | -
RM | L-Cysteline (IV) | Loss on drying | 1 | - | Weighting bottle | 4 | 3 | pcs | -
RM | L-Cysteline (IV) | Loss on drying | 1 | - | Vacuum desicator | 4 | 1 | pcs | -
RM | L-Cysteline (IV) | Heavy metals | 4 | E007 | Ethanol | 1 | 10 | ml. | -
RM | L-Cysteline (IV) | Heavy metals | 4 | - | Magnesium nitrate hexahydrate | 2 | 1 | g. | None in WI
RM | L-Cysteline (IV) | Heavy metals | 4 | S016 | Sulfuric acid | 1 | 1 | ml. | -
RM | L-Cysteline (IV) | Heavy metals | 4 | H002 | Hydrochloric acid | 1 | 3 | ml. | -
RM | L-Cysteline (IV) | Heavy metals | 4 | - | Phenolpthalien TS. | 2 | 0.1 | ml. | 1010
RM | L-Cysteline (IV) | Heavy metals | 4 | - | Ammonia TS. | 2 | 5 | ml. | 4109
RM | L-Cysteline (IV) | Heavy metals | 4 | - | Dilute acetic acid | 2 | 2 | ml. | 4110
RM | L-Cysteline (IV) | Heavy metals | 4 | - | Sodium sulfide TS. | 2 | 0.1 | ml. | 4087
RM | L-Cysteline (IV) | Heavy metals | 4 | - | Muffle furnace | 4 | 480 | min | -
RM | L-Cysteline (IV) | Heavy metals | 4 | - | Hot plate | 4 | 480 | min | -
RM | L-Cysteline (IV) | Heavy metals | 4 | - | Crucible 50 ml. | 4 | 1 | pcs | -
RM | L-Cysteline (IV) | Ammonium | 1 | - | Boric acid solution | 2 | 1 | g. | 4016
RM | L-Cysteline (IV) | Ammonium | 1 | - | Phenol | 2 | 1 | g. | None in WI
RM | L-Cysteline (IV) | Ammonium | 1 | - | Sodium pentacyanonitrosylferrate (III) TS. | 2 | 0.05 | g. | None in WI
RM | L-Cysteline (IV) | Ammonium | 4 | - | Distilling flask 500 ml. | 4 | 1 | pcs | -
RM | L-Cysteline (IV) | Ammonium | 4 | - | Measurinr cylinder 100 ml. | 4 | 1 | pcs | -
RM | L-Cysteline (IV) | Ammonium | 1 | - | Cylinder 200 ml. | 4 | 1 | pcs | -
RM | L-Cysteline (IV) | Ammonium | 1 | - | Cylinder 100 ml. | 4 | 1 | pcs | -
RM | L-Cysteline (IV) | Ammonium | 1 | - | อุปกรณ์สกัด | 4 | 1 | pcs | -
RM | L-Cysteline hydrochloride monohydrate (IV) | Identification | 1 | - | FT-NIR | 5 | 20 | min | -
RM | L-Cysteline hydrochloride monohydrate (IV) | Assay | 1 | - | Iodine flask 500 ml. | 4 | 4 | pcs. | -
RM | L-Cysteline hydrochloride monohydrate (IV) | Assay | 4 | - | Dilute hydrochloric acid | 2 | 5 | ml. | 4045
RM | L-Cysteline hydrochloride monohydrate (IV) | Assay | 1 | - | Pipet 3 ml. | 4 | 1 | pcs. | -
RM | L-Cysteline hydrochloride monohydrate (IV) | Assay | 1 | - | Cylinder 50 ml. | 4 | 1 | pcs. | -
RM | L-Cysteline hydrochloride monohydrate (IV) | Assay | 4 | - | Potassium iodide TS. | 2 | 4 | g. | 4113
RM | L-Cysteline hydrochloride monohydrate (IV) | Assay | 4 | - | 0.05 mol/L iodine VS. | 2 | 25 | ml. | None in WI
RM | L-Cysteline hydrochloride monohydrate (IV) | Assay | 4 | - | 0.1 N Sodium thiosulfate VS. | 2 | 30 | ml. | 3011
RM | L-Cysteline hydrochloride monohydrate (IV) | Assay | 1 | - | Analytical balance 4 dg | 5 | 5 | min | -
RM | L-Cysteline hydrochloride monohydrate (IV) | Assay | 1 | - | Analytical balance 5 dg | 5 | 5 | min | -
RM | L-Cysteline hydrochloride monohydrate (IV) | Assay | 1 | - | Pipet 5 ml. | 4 | 1 | pcs. | -
RM | L-Cysteline hydrochloride monohydrate (IV) | Assay | 1 | - | Pipet 25 ml. | 4 | 1 | pcs. | -
RM | L-Cysteline hydrochloride monohydrate (IV) | Residue on ignition | 1 | - | Crucible 50 ml. | 4 | 3 | pcs | -
RM | L-Cysteline hydrochloride monohydrate (IV) | Residue on ignition | 3 | S016 | Sulfuric acid | 1 | 1 | ml. | -
RM | L-Cysteline hydrochloride monohydrate (IV) | Residue on ignition | 1 | - | Hot plate | 4 | 1 | pcs | -
RM | L-Cysteline hydrochloride monohydrate (IV) | Residue on ignition | 1 | - | Muffle furnace | 4 | 480 | min | -
RM | L-Cysteline hydrochloride monohydrate (IV) | Residue on ignition | 1 | - | Analytical balance 4 dg | 5 | 5 | min | -
RM | L-Cysteline hydrochloride monohydrate (IV) | Residue on ignition | 1 | - | Analytical balance 5 dg | 5 | 5 | min | -
RM | L-Cysteline hydrochloride monohydrate (IV) | Chloride | 4 | - | Glass tube 50 ml. | 4 | 4 | pcs | -
RM | L-Cysteline hydrochloride monohydrate (IV) | Chloride | 4 | - | Pipet 1 ml. | 4 | 3 | pcs | -
RM | L-Cysteline hydrochloride monohydrate (IV) | Chloride | 4 | - | Beaker 50 ml. | 4 | 3 | pcs | -
RM | L-Cysteline hydrochloride monohydrate (IV) | Chloride | 4 | - | 0.02 N Hydrochloric acid TS. | 2 | 0.5 | ml. | None in WI
RM | L-Cysteline hydrochloride monohydrate (IV) | Chloride | 4 | N011 | Nitric acid | 1 | 1 | ml. | -
RM | L-Cysteline hydrochloride monohydrate (IV) | Chloride | 4 | - | 0.1 N Silver nitrate TS. | 2 | 1 | ml. | 4076
RM | L-Cysteline hydrochloride monohydrate (IV) | Chloride | 4 | - | Analytical balance 4 dg | 5 | 5 | min | -
RM | L-Cysteline hydrochloride monohydrate (IV) | Chloride | 4 | - | Analytical balance 5 dg | 5 | 5 | min | -
RM | L-Cysteline hydrochloride monohydrate (IV) | Sulfare | 4 | - | 3 N Hydrochloric acid | 2 | 1 | ml. | 4037
RM | L-Cysteline hydrochloride monohydrate (IV) | Sulfare | 4 | - | Barium chloride TS. | 2 | 1 | ml. | 4015
RM | L-Cysteline hydrochloride monohydrate (IV) | Sulfare | 4 | - | Glass tube 50 ml. | 4 | 2 | pcs | -
RM | L-Cysteline hydrochloride monohydrate (IV) | Sulfare | 4 | - | Beaker 50 ml. | 4 | 3 | pcs | -
RM | L-Cysteline hydrochloride monohydrate (IV) | Sulfare | 4 | - | Analytical balance 4 dg | 5 | 5 | min | -
RM | L-Cysteline hydrochloride monohydrate (IV) | Sulfare | 4 | - | Analytical balance 5 dg | 5 | 5 | min | -
RM | L-Cysteline hydrochloride monohydrate (IV) | Iron | 4 | - | 2 N Sulfuric acid | 2 | 20 | ml. | 4094
RM | L-Cysteline hydrochloride monohydrate (IV) | Iron | 4 | - | Pipet 10 ml. | 4 | 2 | pcs | -
RM | L-Cysteline hydrochloride monohydrate (IV) | Iron | 4 | - | Volumetric flask 1000 ml. | 4 | 1 | pcs | -
RM | L-Cysteline hydrochloride monohydrate (IV) | Iron | 4 | - | Beaker 100 ml. | 4 | 1 | pcs | -
RM | L-Cysteline hydrochloride monohydrate (IV) | Iron | 4 | - | Ammonium thiocyanate | 2 | 30 | g. | 4013
RM | L-Cysteline hydrochloride monohydrate (IV) | Iron | 4 | - | Volumetric flask 100 ml. | 4 | 1 | pcs | -
RM | L-Cysteline hydrochloride monohydrate (IV) | Iron | 4 | H002 | Hydrochloric acid | 1 | 2 | ml. | -
RM | L-Cysteline hydrochloride monohydrate (IV) | Iron | 4 | - | Pipet 2 ml. | 4 | 1 | pcs | -
RM | L-Cysteline hydrochloride monohydrate (IV) | Iron | 4 | A031 | Ammonium peroxydisulfate | 1 | 0.05 | g. | -
RM | L-Cysteline hydrochloride monohydrate (IV) | Iron | 4 | - | Analytical balance 4 dg | 5 | 5 | min | -
RM | L-Cysteline hydrochloride monohydrate (IV) | Iron | 4 | - | Analytical balance 5 dg | 5 | 5 | min | -
RM | L-Cysteline hydrochloride monohydrate (IV) | Related compounds | 1 | - | Butyl algohol glacial | 2 | 90 | ml. | None in WI
RM | L-Cysteline hydrochloride monohydrate (IV) | Related compounds | 1 | A020 | Acetic acid, Glacial | 1 | 30 | ml. | -
RM | L-Cysteline hydrochloride monohydrate (IV) | Related compounds | 1 | M011 | Methanol HPLC | 1 | 100 | ml. | -
RM | L-Cysteline hydrochloride monohydrate (IV) | Related compounds | 1 | B009 | B 1-Butanol | 1 | 95 | ml. | -
RM | L-Cysteline hydrochloride monohydrate (IV) | Related compounds | 1 | - | Ninhydrin TS. | 2 | 0.2 | g. | 1009
RM | L-Cysteline hydrochloride monohydrate (IV) | Related compounds | 1 | - | Beaker 50 ml. | 4 | 5 | pcs | -
RM | L-Cysteline hydrochloride monohydrate (IV) | Related compounds | 1 | - | Pipet 10 ml. | 4 | 1 | pcs | -
RM | L-Cysteline hydrochloride monohydrate (IV) | Related compounds | 1 | - | Pipet 5 ml. | 4 | 1 | pcs | -
RM | L-Cysteline hydrochloride monohydrate (IV) | Related compounds | 1 | - | Cylinder 100 ml. | 4 | 1 | pcs | -
RM | L-Cysteline hydrochloride monohydrate (IV) | Related compounds | 1 | - | Beaker 250 ml. | 4 | 2 | pcs | -
RM | L-Cysteline hydrochloride monohydrate (IV) | Related compounds | 1 | - | TLC siliga gel | 3 | 1 | pcs | -
RM | L-Cysteline hydrochloride monohydrate (IV) | Related compounds | 1 | - | Glass jar (25 cm*25 cm) | 4 | 1 | pcs | -
RM | L-Cysteline hydrochloride monohydrate (IV) | Related compounds | 1 | - | Hot air oven | 5 | 15 | min | -
RM | L-Cysteline hydrochloride monohydrate (IV) | Related compounds | 1 | - | Needle injection 10 ul. | 4 | 1 | pcs | -
RM | L-Cysteline hydrochloride monohydrate (IV) | Related compounds | 1 | - | ชุดสเปรย์ developing solvent | 4 | 1 | pcs | -
RM | L-Cysteline hydrochloride monohydrate (IV) | Related compounds | 1 | - | Analytical balance 4 dg | 5 | 5 | min | -
RM | L-Cysteline hydrochloride monohydrate (IV) | Related compounds | 1 | - | Analytical balance 5 dg | 5 | 5 | min | -
RM | L-Cysteline hydrochloride monohydrate (IV) | Related compounds | 1 | - | 0.1 N Hydrochloric acid TS. | 2 | 100 | ml. | 4041
RM | L-Cysteline hydrochloride monohydrate (IV) | Related compounds | 1 | - | Volumetric flask 25 ml. | 4 | 1 | pcs | -
RM | L-Cysteline hydrochloride monohydrate (IV) | Related compounds | 1 | - | N-ethylmalemide solution | 2 | 1 | g. | None in WI
RM | L-Cysteline hydrochloride monohydrate (IV) | Related compounds | 1 | - | 0.5 N Hydrochloric acid | 2 | 20 | ml. | 4040
RM | L-Cysteline hydrochloride monohydrate (IV) | Optical rotation | 1 | - | Volumetric flask 100 ml. | 4 | 3 | pcs | -
RM | L-Cysteline hydrochloride monohydrate (IV) | Optical rotation | 1 | - | Analytical balance 4 dg | 5 | 5 | min | -
RM | L-Cysteline hydrochloride monohydrate (IV) | Optical rotation | 1 | - | Measurements of optical | 5 | 5 | min | -
RM | L-Cysteline hydrochloride monohydrate (IV) | Optical rotation | 3 | - | 6 N Hydrochloric acid | 2 | 100 | ml. | 4039
RM | L-Cysteline hydrochloride monohydrate (IV) | Loss on drying | 1 | - | Analytical balance 4 dg | 5 | 5 | min | -
RM | L-Cysteline hydrochloride monohydrate (IV) | Loss on drying | 1 | - | Weighting bottle | 4 | 3 | pcs | -
RM | L-Cysteline hydrochloride monohydrate (IV) | Loss on drying | 1 | - | Vacuum desicator | 4 | 1440 | min | -
RM | L-Cysteline hydrochloride monohydrate (IV) | Chloride content | 3 | - | 0.1 N Silver nitrate TS. | 2 | 20 | ml. | 4076
RM | L-Cysteline hydrochloride monohydrate (IV) | Chloride content | 1 | - | Dichlorofluorescein TS. | 2 | 100 | ml. | 1025
RM | L-Cysteline hydrochloride monohydrate (IV) | Chloride content | 1 | - | Burette 50 ml. | 4 | 1 | pcs | -
RM | L-Cysteline hydrochloride monohydrate (IV) | Chloride content | 1 | - | Erlenmeyer flask 300 ml. | 4 | 4 | pcs | -
RM | L-Cysteline hydrochloride monohydrate (IV) | Chloride content | 1 | - | Pipet 1 ml. | 4 | 1 | pcs | -
RM | L-Leucine (IV) | Identification | 1 | - | FT-NIR | 5 | 20 | min | -
RM | L-Leucine (IV) | Assay | 1 | - | Beaker plastic 100 ml. | 4 | 4 | pcs. | -
RM | L-Leucine (IV) | Assay | 1 | - | Autotritrator | 5 | 20 | min | -
RM | L-Leucine (IV) | Assay | 1 | - | Pipet 3 ml. | 4 | 1 | pcs. | -
RM | L-Leucine (IV) | Assay | 1 | - | Cylinder 50 ml. | 4 | 1 | pcs. | -
RM | L-Leucine (IV) | Assay | 1 | F005 | Formic acid | 1 | 6 | ml. | -
RM | L-Leucine (IV) | Assay | 1 | A020 | Acetic acid, Glacial | 1 | 50 | ml. | -
RM | L-Leucine (IV) | Assay | 4 | - | 0.1 N Perchloric acid VS. | 2 | 10 | ml. | 3017
RM | L-Leucine (IV) | Assay | 1 | - | Analytical balance 4 dg | 5 | 5 | min | -
RM | L-Leucine (IV) | Assay | 1 | - | Analytical balance 5 dg | 5 | 5 | min | -
RM | L-Leucine (IV) | Residue on ignition | 1 | - | Crucible 50 ml. | 4 | 3 | pcs | -
RM | L-Leucine (IV) | Residue on ignition | 3 | S016 | Sulfuric acid | 1 | 1 | ml. | -
RM | L-Leucine (IV) | Residue on ignition | 1 | - | Hot plate | 4 | 1 | pcs | -
RM | L-Leucine (IV) | Residue on ignition | 1 | - | Muffle furnace | 4 | 480 | min | -
RM | L-Leucine (IV) | Residue on ignition | 1 | - | Analytical balance 4 dg | 5 | 5 | min | -
RM | L-Leucine (IV) | Residue on ignition | 1 | - | Analytical balance 5 dg | 5 | 5 | min | -
RM | L-Leucine (IV) | Chloride | 4 | - | Glass tube 50 ml. | 4 | 4 | pcs | -
RM | L-Leucine (IV) | Chloride | 4 | - | Pipet 1 ml. | 4 | 3 | pcs | -
RM | L-Leucine (IV) | Chloride | 4 | - | Beaker 50 ml. | 4 | 3 | pcs | -
RM | L-Leucine (IV) | Chloride | 4 | - | 0.02 N Hydrochloric acid TS. | 2 | 0.5 | ml. | None in WI
RM | L-Leucine (IV) | Chloride | 4 | N011 | Nitric acid | 1 | 1 | ml. | -
RM | L-Leucine (IV) | Chloride | 4 | - | 0.1 N Silver nitrate TS. | 2 | 1 | ml. | 4076
RM | L-Leucine (IV) | Chloride | 4 | - | Analytical balance 4 dg | 5 | 5 | min | -
RM | L-Leucine (IV) | Chloride | 4 | - | Analytical balance 5 dg | 5 | 5 | min | -
RM | L-Leucine (IV) | Sulfare | 4 | - | 3 N Hydrochloric acid | 2 | 1 | ml. | 4037
RM | L-Leucine (IV) | Sulfare | 4 | - | Barium chloride TS. | 2 | 1 | ml. | 4015
RM | L-Leucine (IV) | Sulfare | 4 | - | Glass tube 50 ml. | 4 | 2 | pcs | -
RM | L-Leucine (IV) | Sulfare | 4 | - | Beaker 50 ml. | 4 | 3 | pcs | -
RM | L-Leucine (IV) | Sulfare | 4 | - | Analytical balance 4 dg | 5 | 5 | min | -
RM | L-Leucine (IV) | Sulfare | 4 | - | Analytical balance 5 dg | 5 | 5 | min | -
RM | L-Leucine (IV) | Iron | 4 | - | 2 N Sulfuric acid | 2 | 20 | ml. | 4094
RM | L-Leucine (IV) | Iron | 4 | - | Pipet 10 ml. | 4 | 2 | pcs | -
RM | L-Leucine (IV) | Iron | 4 | - | Volumetric flask 1000 ml. | 4 | 1 | pcs | -
RM | L-Leucine (IV) | Iron | 4 | - | Beaker 100 ml. | 4 | 1 | pcs | -
RM | L-Leucine (IV) | Iron | 4 | - | Ammonium thiocyanate | 2 | 30 | g. | 4013
RM | L-Leucine (IV) | Iron | 4 | - | Volumetric flask 100 ml. | 4 | 1 | pcs | -
RM | L-Leucine (IV) | Iron | 4 | H002 | Hydrochloric acid | 1 | 2 | ml. | -
RM | L-Leucine (IV) | Iron | 4 | - | Pipet 2 ml. | 4 | 1 | pcs | -
RM | L-Leucine (IV) | Iron | 4 | A031 | Ammonium peroxydisulfate | 1 | 0.05 | g. | -
RM | L-Leucine (IV) | Iron | 4 | - | Analytical balance 4 dg | 5 | 5 | min | -
RM | L-Leucine (IV) | Iron | 4 | - | Analytical balance 5 dg | 5 | 5 | min | -
RM | L-Leucine (IV) | Related compounds | 1 | - | Butyl algohol glacial | 2 | 90 | ml. | None in WI
RM | L-Leucine (IV) | Related compounds | 1 | A020 | Acetic acid, Glacial | 1 | 30 | ml. | -
RM | L-Leucine (IV) | Related compounds | 1 | - | 2 N Acetic acid TS. | 2 | 5 | ml. | 4192
RM | L-Leucine (IV) | Related compounds | 1 | B009 | B 1-Butanol | 1 | 95 | ml. | -
RM | L-Leucine (IV) | Related compounds | 1 | - | Ninhydrin TS. | 2 | 0.2 | g. | 1009
RM | L-Leucine (IV) | Related compounds | 1 | - | Beaker 50 ml. | 4 | 5 | pcs | -
RM | L-Leucine (IV) | Related compounds | 1 | - | Pipet 10 ml. | 4 | 1 | pcs | -
RM | L-Leucine (IV) | Related compounds | 1 | - | Pipet 5 ml. | 4 | 1 | pcs | -
RM | L-Leucine (IV) | Related compounds | 1 | - | Cylinder 100 ml. | 4 | 1 | pcs | -
RM | L-Leucine (IV) | Related compounds | 1 | - | Beaker 250 ml. | 4 | 2 | pcs | -
RM | L-Leucine (IV) | Related compounds | 1 | - | TLC siliga gel | 3 | 1 | pcs | -
RM | L-Leucine (IV) | Related compounds | 1 | - | Glass jar (25 cm*25 cm) | 4 | 1 | pcs | -
RM | L-Leucine (IV) | Related compounds | 1 | - | Hot air oven | 5 | 15 | min | -
RM | L-Leucine (IV) | Related compounds | 1 | - | Needle injection 10 ul. | 4 | 1 | pcs | -
RM | L-Leucine (IV) | Related compounds | 1 | - | ชุดสเปรย์ developing solvent | 4 | 1 | pcs | -
RM | L-Leucine (IV) | Related compounds | 1 | - | Analytical balance 4 dg | 5 | 5 | min | -
RM | L-Leucine (IV) | Related compounds | 1 | - | Analytical balance 5 dg | 5 | 5 | min | -
RM | L-Leucine (IV) | Related compounds | 6 |  | 0.1 N Hydrochloric acid TS. | 2 | 10 | ml. | 4041
RM | L-Leucine (IV) | Related compounds | 1 | - | Volumetric flask 25 ml. | 4 | 1 | pcs | -
RM | L-Leucine (IV) | Optical rotation | 1 | - | Volumetric flask 100 ml. | 4 | 3 | pcs | -
RM | L-Leucine (IV) | Optical rotation | 1 | - | Analytical balance 4 dg | 5 | 5 | min | -
RM | L-Leucine (IV) | Optical rotation | 1 | - | Measurements of optical | 5 | 5 | min | -
RM | L-Leucine (IV) | Optical rotation | 3 | - | 6 N Hydrochloric acid | 2 | 100 | ml. | 4039
RM | L-Leucine (IV) | Loss on drying | 1 | - | Hot air oven | 5 | 120 | min | -
RM | L-Leucine (IV) | Loss on drying | 1 | - | Analytical balance 4 dg | 5 | 5 | min | -
RM | L-Leucine (IV) | Loss on drying | 1 | - | Weighting bottle | 4 | 3 | pcs | -
RM | L-Threonine (IV) | Identification | 1 | - | FT-NIR | 5 | 20 | min | -
RM | L-Threonine (IV) | Assay | 1 | - | Beaker plastic 100 ml. | 4 | 4 | pcs. | -
RM | L-Threonine (IV) | Assay | 1 | - | Autotritrator | 5 | 20 | min | -
RM | L-Threonine (IV) | Assay | 1 | - | Pipet 3 ml. | 4 | 1 | pcs. | -
RM | L-Threonine (IV) | Assay | 1 | - | Cylinder 50 ml. | 4 | 1 | pcs. | -
RM | L-Threonine (IV) | Assay | 1 | F005 | Formic acid | 1 | 6 | ml. | -
RM | L-Threonine (IV) | Assay | 1 | A020 | Acetic acid, Glacial | 1 | 50 | ml. | -
RM | L-Threonine (IV) | Assay | 4 | - | 0.1 N Perchloric acid VS. | 2 | 10 | ml. | 3017
RM | L-Threonine (IV) | Assay | 1 | - | Analytical balance 4 dg | 5 | 5 | min | -
RM | L-Threonine (IV) | Assay | 1 | - | Analytical balance 5 dg | 5 | 5 | min | -
RM | L-Threonine (IV) | Residue on ignition | 1 | - | Crucible 50 ml. | 4 | 3 | pcs | -
RM | L-Threonine (IV) | Residue on ignition | 3 | S016 | Sulfuric acid | 1 | 1 | ml. | -
RM | L-Threonine (IV) | Residue on ignition | 1 | - | Hot plate | 4 | 1 | pcs | -
RM | L-Threonine (IV) | Residue on ignition | 1 | - | Muffle furnace | 4 | 480 | min | -
RM | L-Threonine (IV) | Residue on ignition | 1 | - | Analytical balance 4 dg | 5 | 5 | min | -
RM | L-Threonine (IV) | Residue on ignition | 1 | - | Analytical balance 5 dg | 5 | 5 | min | -
RM | L-Threonine (IV) | Chloride | 4 | - | Glass tube 50 ml. | 4 | 4 | pcs | -
RM | L-Threonine (IV) | Chloride | 4 | - | Pipet 1 ml. | 4 | 3 | pcs | -
RM | L-Threonine (IV) | Chloride | 4 | - | Beaker 50 ml. | 4 | 3 | pcs | -
RM | L-Threonine (IV) | Chloride | 4 | - | 0.02 N Hydrochloric acid TS. | 2 | 0.5 | ml. | None in WI
RM | L-Threonine (IV) | Chloride | 4 | N011 | Nitric acid | 1 | 1 | ml. | -
RM | L-Threonine (IV) | Chloride | 4 | - | 0.1 N Silver nitrate TS. | 2 | 1 | ml. | 4076
RM | L-Threonine (IV) | Chloride | 4 | - | Analytical balance 4 dg | 5 | 5 | min | -
RM | L-Threonine (IV) | Chloride | 4 | - | Analytical balance 5 dg | 5 | 5 | min | -
RM | L-Threonine (IV) | Sulfare | 4 | - | 3 N Hydrochloric acid | 2 | 1 | ml. | 4037
RM | L-Threonine (IV) | Sulfare | 4 | - | Barium chloride TS. | 2 | 1 | ml. | 4015
RM | L-Threonine (IV) | Sulfare | 4 | - | Glass tube 50 ml. | 4 | 2 | pcs | -
RM | L-Threonine (IV) | Sulfare | 4 | - | Beaker 50 ml. | 4 | 3 | pcs | -
RM | L-Threonine (IV) | Sulfare | 4 | - | Analytical balance 4 dg | 5 | 5 | min | -
RM | L-Threonine (IV) | Sulfare | 4 | - | Analytical balance 5 dg | 5 | 5 | min | -
RM | L-Threonine (IV) | Iron | 4 | - | 2 N Sulfuric acid | 2 | 20 | ml. | 4094
RM | L-Threonine (IV) | Iron | 4 | - | Pipet 10 ml. | 4 | 2 | pcs | -
RM | L-Threonine (IV) | Iron | 4 | - | Volumetric flask 1000 ml. | 4 | 1 | pcs | -
RM | L-Threonine (IV) | Iron | 4 | - | Beaker 100 ml. | 4 | 1 | pcs | -
RM | L-Threonine (IV) | Iron | 4 | - | Ammonium thiocyanate | 2 | 30 | g. | 4013
RM | L-Threonine (IV) | Iron | 4 | - | Volumetric flask 100 ml. | 4 | 1 | pcs | -
RM | L-Threonine (IV) | Iron | 4 | H002 | Hydrochloric acid | 1 | 2 | ml. | -
RM | L-Threonine (IV) | Iron | 4 | - | Pipet 2 ml. | 4 | 1 | pcs | -
RM | L-Threonine (IV) | Iron | 4 | A031 | Ammonium peroxydisulfate | 1 | 0.05 | g. | -
RM | L-Threonine (IV) | Iron | 4 | - | Analytical balance 4 dg | 5 | 5 | min | -
RM | L-Threonine (IV) | Iron | 4 | - | Analytical balance 5 dg | 5 | 5 | min | -
RM | L-Threonine (IV) | Related compounds | 1 | - | Butyl algohol glacial | 2 | 90 | ml. | None in WI
RM | L-Threonine (IV) | Related compounds | 1 | A020 | Acetic acid, Glacial | 1 | 30 | ml. | -
RM | L-Threonine (IV) | Related compounds | 1 | - | 2 N Acetic acid TS. | 2 | 5 | ml. | 4192
RM | L-Threonine (IV) | Related compounds | 1 | B009 | B 1-Butanol | 1 | 95 | ml. | -
RM | L-Threonine (IV) | Related compounds | 1 | - | Ninhydrin TS. | 2 | 0.2 | g. | 1009
RM | L-Threonine (IV) | Related compounds | 1 | - | Beaker 50 ml. | 4 | 5 | pcs | -
RM | L-Threonine (IV) | Related compounds | 1 | - | Pipet 10 ml. | 4 | 1 | pcs | -
RM | L-Threonine (IV) | Related compounds | 1 | - | Pipet 5 ml. | 4 | 1 | pcs | -
RM | L-Threonine (IV) | Related compounds | 1 | - | Cylinder 100 ml. | 4 | 1 | pcs | -
RM | L-Threonine (IV) | Related compounds | 1 | - | Beaker 250 ml. | 4 | 2 | pcs | -
RM | L-Threonine (IV) | Related compounds | 1 | - | TLC siliga gel | 3 | 1 | pcs | -
RM | L-Threonine (IV) | Related compounds | 1 | - | Glass jar (25 cm*25 cm) | 4 | 1 | pcs | -
RM | L-Threonine (IV) | Related compounds | 1 | - | Hot air oven | 5 | 15 | min | -
RM | L-Threonine (IV) | Related compounds | 1 | - | Needle injection 10 ul. | 4 | 1 | pcs | -
RM | L-Threonine (IV) | Related compounds | 1 | - | ชุดสเปรย์ developing solvent | 4 | 1 | pcs | -
RM | L-Threonine (IV) | Related compounds | 1 | - | Analytical balance 4 dg | 5 | 5 | min | -
RM | L-Threonine (IV) | Related compounds | 1 | - | Analytical balance 5 dg | 5 | 5 | min | -
RM | L-Threonine (IV) | Related compounds | 6 |  | 0.1 N Hydrochloric acid TS. | 2 | 10 | ml. | 4041
RM | L-Threonine (IV) | Related compounds | 1 | - | Volumetric flask 25 ml. | 4 | 1 | pcs | -
RM | L-Threonine (IV) | Optical rotation | 1 | - | Volumetric flask 100 ml. | 4 | 3 | pcs | -
RM | L-Threonine (IV) | Optical rotation | 1 | - | Analytical balance 4 dg | 5 | 5 | min | -
RM | L-Threonine (IV) | Optical rotation | 1 | - | Measurements of optical | 5 | 5 | min | -
RM | L-Threonine (IV) | Loss on drying | 1 | - | Hot air oven | 5 | 120 | min | -
RM | L-Threonine (IV) | Loss on drying | 1 | - | Analytical balance 4 dg | 5 | 5 | min | -
RM | L-Threonine (IV) | Loss on drying | 1 | - | Weighting bottle | 4 | 3 | pcs | -
RM | L-Arginine hydrochloride (IV) | Identification | 1 | - | FT-NIR | 5 | 20 | min | -
RM | L-Arginine hydrochloride (IV) | Assay | 1 | - | Beaker plastic 100 ml. | 4 | 4 | pcs. | -
RM | L-Arginine hydrochloride (IV) | Assay | 1 | - | Autotritrator | 5 | 20 | min | -
RM | L-Arginine hydrochloride (IV) | Assay | 1 | - | Pipet 3 ml. | 4 | 1 | pcs. | -
RM | L-Arginine hydrochloride (IV) | Assay | 1 | - | Cylinder 50 ml. | 4 | 1 | pcs. | -
RM | L-Arginine hydrochloride (IV) | Assay | 1 | F005 | Formic acid | 1 | 6 | ml. | -
RM | L-Arginine hydrochloride (IV) | Assay | 1 | A020 | Acetic acid, Glacial | 1 | 50 | ml. | -
RM | L-Arginine hydrochloride (IV) | Assay | 4 | - | 0.1 N Perchloric acid VS. | 2 | 10 | ml. | 3017
RM | L-Arginine hydrochloride (IV) | Assay | 1 | - | Analytical balance 4 dg | 5 | 5 | min | -
RM | L-Arginine hydrochloride (IV) | Assay | 1 | - | Analytical balance 5 dg | 5 | 5 | min | -
RM | L-Arginine hydrochloride (IV) | Assay | 1 | M013 | Mercury (II) acetate | 1 | 6 | g. | -
RM | L-Arginine hydrochloride (IV) | Assay | 1 | A020 | Acetic acid, Glacial | 1 | 100 | ml. | -
RM | L-Arginine hydrochloride (IV) | Residue on ignition | 1 | - | Crucible 50 ml. | 4 | 3 | pcs | -
RM | L-Arginine hydrochloride (IV) | Residue on ignition | 3 | S016 | Sulfuric acid | 1 | 1 | ml. | -
RM | L-Arginine hydrochloride (IV) | Residue on ignition | 1 | - | Hot plate | 4 | 1 | pcs | -
RM | L-Arginine hydrochloride (IV) | Residue on ignition | 1 | - | Muffle furnace | 4 | 480 | min | -
RM | L-Arginine hydrochloride (IV) | Residue on ignition | 1 | - | Analytical balance 4 dg | 5 | 5 | min | -
RM | L-Arginine hydrochloride (IV) | Residue on ignition | 1 | - | Analytical balance 5 dg | 5 | 5 | min | -
RM | L-Arginine hydrochloride (IV) | Chloride | 4 | - | Glass tube 50 ml. | 4 | 4 | pcs | -
RM | L-Arginine hydrochloride (IV) | Chloride | 4 | - | Pipet 1 ml. | 4 | 3 | pcs | -
RM | L-Arginine hydrochloride (IV) | Chloride | 4 | - | Beaker 50 ml. | 4 | 3 | pcs | -
RM | L-Arginine hydrochloride (IV) | Chloride | 4 | - | 0.02 N Hydrochloric acid TS. | 2 | 0.5 | ml. | None in WI
RM | L-Arginine hydrochloride (IV) | Chloride | 4 | N011 | Nitric acid | 1 | 1 | ml. | -
RM | L-Arginine hydrochloride (IV) | Chloride | 4 | - | 0.1 N Silver nitrate TS. | 2 | 1 | ml. | 4076
RM | L-Arginine hydrochloride (IV) | Chloride | 4 | - | Analytical balance 4 dg | 5 | 5 | min | -
RM | L-Arginine hydrochloride (IV) | Chloride | 4 | - | Analytical balance 5 dg | 5 | 5 | min | -
RM | L-Arginine hydrochloride (IV) | Sulfare | 4 | - | 3 N Hydrochloric acid | 2 | 1 | ml. | 4037
RM | L-Arginine hydrochloride (IV) | Sulfare | 4 | - | Barium chloride TS. | 2 | 1 | ml. | 4015
RM | L-Arginine hydrochloride (IV) | Sulfare | 4 | - | Glass tube 50 ml. | 4 | 2 | pcs | -
RM | L-Arginine hydrochloride (IV) | Sulfare | 4 | - | Beaker 50 ml. | 4 | 3 | pcs | -
RM | L-Arginine hydrochloride (IV) | Sulfare | 4 | - | Analytical balance 4 dg | 5 | 5 | min | -
RM | L-Arginine hydrochloride (IV) | Sulfare | 4 | - | Analytical balance 5 dg | 5 | 5 | min | -
RM | L-Arginine hydrochloride (IV) | Iron | 4 | - | 2 N Sulfuric acid | 2 | 20 | ml. | 4094
RM | L-Arginine hydrochloride (IV) | Iron | 4 | - | Pipet 10 ml. | 4 | 2 | pcs | -
RM | L-Arginine hydrochloride (IV) | Iron | 4 | - | Volumetric flask 1000 ml. | 4 | 1 | pcs | -
RM | L-Arginine hydrochloride (IV) | Iron | 4 | - | Beaker 100 ml. | 4 | 1 | pcs | -
RM | L-Arginine hydrochloride (IV) | Iron | 4 | - | Ammonium thiocyanate | 2 | 30 | g. | 4013
RM | L-Arginine hydrochloride (IV) | Iron | 4 | - | Volumetric flask 100 ml. | 4 | 1 | pcs | -
RM | L-Arginine hydrochloride (IV) | Iron | 4 | H002 | Hydrochloric acid | 1 | 2 | ml. | -
RM | L-Arginine hydrochloride (IV) | Iron | 4 | - | Pipet 2 ml. | 4 | 1 | pcs | -
RM | L-Arginine hydrochloride (IV) | Iron | 4 | A031 | Ammonium peroxydisulfate | 1 | 0.05 | g. | -
RM | L-Arginine hydrochloride (IV) | Iron | 4 | - | Analytical balance 4 dg | 5 | 5 | min | -
RM | L-Arginine hydrochloride (IV) | Iron | 4 | - | Analytical balance 5 dg | 5 | 5 | min | -
RM | L-Arginine hydrochloride (IV) | Chromatographic purity | 1 | - | Isopropyl alcohol | 2 | 70 | ml. | None in WI
RM | L-Arginine hydrochloride (IV) | Chromatographic purity | 1 | A004 | Ammonia solution 25%, 2.5L | 1 | 30 | ml. | -
RM | L-Arginine hydrochloride (IV) | Chromatographic purity | 1 | - | 2 N Acetic acid TS. | 2 | 5 | ml. | 4192
RM | L-Arginine hydrochloride (IV) | Chromatographic purity | 1 | B009 | B 1-Butanol | 1 | 95 | ml. | -
RM | L-Arginine hydrochloride (IV) | Chromatographic purity | 1 | - | Ninhydrin TS. | 2 | 0.2 | g. | 1009
RM | L-Arginine hydrochloride (IV) | Chromatographic purity | 1 | - | Beaker 50 ml. | 4 | 5 | pcs | -
RM | L-Arginine hydrochloride (IV) | Chromatographic purity | 1 | - | Pipet 10 ml. | 4 | 1 | pcs | -
RM | L-Arginine hydrochloride (IV) | Chromatographic purity | 1 | - | Pipet 5 ml. | 4 | 1 | pcs | -
RM | L-Arginine hydrochloride (IV) | Chromatographic purity | 1 | - | Cylinder 100 ml. | 4 | 1 | pcs | -
RM | L-Arginine hydrochloride (IV) | Chromatographic purity | 1 | - | Beaker 250 ml. | 4 | 2 | pcs | -
RM | L-Arginine hydrochloride (IV) | Chromatographic purity | 1 | - | TLC siliga gel | 3 | 1 | pcs | -
RM | L-Arginine hydrochloride (IV) | Chromatographic purity | 1 | - | Glass jar (25 cm*25 cm) | 4 | 1 | pcs | -
RM | L-Arginine hydrochloride (IV) | Chromatographic purity | 1 | - | Hot air oven | 5 | 15 | min | -
RM | L-Arginine hydrochloride (IV) | Chromatographic purity | 1 | - | Needle injection 10 ul. | 4 | 1 | pcs | -
RM | L-Arginine hydrochloride (IV) | Chromatographic purity | 1 | - | ชุดสเปรย์ developing solvent | 4 | 1 | pcs | -
RM | L-Arginine hydrochloride (IV) | Chromatographic purity | 1 | - | Analytical balance 4 dg | 5 | 5 | min | -
RM | L-Arginine hydrochloride (IV) | Chromatographic purity | 1 | - | Analytical balance 5 dg | 5 | 5 | min | -
RM | L-Arginine hydrochloride (IV) | Chromatographic purity | 1 | - | Volumetric flask 25 ml. | 4 | 1 | pcs | -
RM | L-Arginine hydrochloride (IV) | Optical rotation | 1 | - | Volumetric flask 100 ml. | 4 | 3 | pcs | -
RM | L-Arginine hydrochloride (IV) | Optical rotation | 1 | - | Analytical balance 4 dg | 5 | 5 | min | -
RM | L-Arginine hydrochloride (IV) | Optical rotation | 1 | - | Measurements of optical | 5 | 5 | min | -
RM | L-Arginine hydrochloride (IV) | Optical rotation | 3 | - | 6 N Hydrochloric acid | 2 | 100 | ml. | 4039
RM | L-Arginine hydrochloride (IV) | Loss on drying | 1 | - | Hot air oven | 5 | 120 | min | -
RM | L-Arginine hydrochloride (IV) | Loss on drying | 1 | - | Analytical balance 4 dg | 5 | 5 | min | -
RM | L-Arginine hydrochloride (IV) | Loss on drying | 1 | - | Weighting bottle | 4 | 3 | pcs | -
RM | L-Arginine hydrochloride (IV) | Chloride content | 3 | - | 0.1 N Silver nitrate TS. | 2 | 20 | ml. | 4076
RM | L-Arginine hydrochloride (IV) | Chloride content | 1 | - | Dichlorofluorescein TS. | 2 | 100 | ml. | 1025
RM | L-Arginine hydrochloride (IV) | Chloride content | 1 | - | Burette 50 ml. | 4 | 1 | pcs | -
RM | L-Arginine hydrochloride (IV) | Chloride content | 1 | - | Erlenmeyer flask 300 ml. | 4 | 4 | pcs | -
RM | L-Arginine hydrochloride (IV) | Chloride content | 1 | - | Pipet 1 ml. | 4 | 1 | pcs | -
RM | L-Histidine hydrochloride hydrate (IV) | Identification | 1 | - | FT-NIR | 5 | 20 | min | -
RM | L-Histidine hydrochloride hydrate (IV) | Identification | 1 | S016 | Sulfuric acid | 1 | 100 | ml. | -
RM | L-Histidine hydrochloride hydrate (IV) | Identification | 1 | P035 | Potassium permanganate | 1 | 10 | g. | -
RM | L-Histidine hydrochloride hydrate (IV) | Identification | 1 | - | Potassium iodide starch paper blue | 3 | 5 | pcs. | -
RM | L-Histidine hydrochloride hydrate (IV) | Assay | 1 | - | Beaker plastic 100 ml. | 4 | 4 | pcs. | -
RM | L-Histidine hydrochloride hydrate (IV) | Assay | 1 | - | Autotritrator | 5 | 20 | min | -
RM | L-Histidine hydrochloride hydrate (IV) | Assay | 1 | - | Pipet 3 ml. | 4 | 1 | pcs. | -
RM | L-Histidine hydrochloride hydrate (IV) | Assay | 1 | - | Cylinder 50 ml. | 4 | 1 | pcs. | -
RM | L-Histidine hydrochloride hydrate (IV) | Assay | 1 | F005 | Formic acid | 1 | 6 | ml. | -
RM | L-Histidine hydrochloride hydrate (IV) | Assay | 1 | A020 | Acetic acid, Glacial | 1 | 50 | ml. | -
RM | L-Histidine hydrochloride hydrate (IV) | Assay | 4 | - | 0.1 N Perchloric acid VS. | 2 | 10 | ml. | 3017
RM | L-Histidine hydrochloride hydrate (IV) | Assay | 1 | - | Analytical balance 4 dg | 5 | 5 | min | -
RM | L-Histidine hydrochloride hydrate (IV) | Assay | 1 | - | Analytical balance 5 dg | 5 | 5 | min | -
RM | L-Histidine hydrochloride hydrate (IV) | Assay | 1 | M013 | Mercury (II) acetate | 1 | 6 | g. | -
RM | L-Histidine hydrochloride hydrate (IV) | Assay | 1 | A020 | Acetic acid, Glacial | 1 | 100 | ml. | -
RM | L-Histidine hydrochloride hydrate (IV) | Assay | 4 | - | 0.1 N Sodium acetate VS. | 2 | 20 | ml. | 3034
RM | L-Histidine hydrochloride hydrate (IV) | Residue on ignition | 1 | - | Crucible 50 ml. | 4 | 3 | pcs | -
RM | L-Histidine hydrochloride hydrate (IV) | Residue on ignition | 3 | S016 | Sulfuric acid | 1 | 1 | ml. | -
RM | L-Histidine hydrochloride hydrate (IV) | Residue on ignition | 1 | - | Hot plate | 4 | 1 | pcs | -
RM | L-Histidine hydrochloride hydrate (IV) | Residue on ignition | 1 | - | Muffle furnace | 4 | 480 | min | -
RM | L-Histidine hydrochloride hydrate (IV) | Residue on ignition | 1 | - | Analytical balance 4 dg | 5 | 5 | min | -
RM | L-Histidine hydrochloride hydrate (IV) | Residue on ignition | 1 | - | Analytical balance 5 dg | 5 | 5 | min | -
RM | L-Histidine hydrochloride hydrate (IV) | Chloride | 4 | - | Glass tube 50 ml. | 4 | 4 | pcs | -
RM | L-Histidine hydrochloride hydrate (IV) | Chloride | 4 | - | Pipet 1 ml. | 4 | 3 | pcs | -
RM | L-Histidine hydrochloride hydrate (IV) | Chloride | 4 | - | Beaker 50 ml. | 4 | 3 | pcs | -
RM | L-Histidine hydrochloride hydrate (IV) | Chloride | 4 | - | Dilute nitric acid (1 in 4) | 2 | 10 | ml. | None in WI
RM | L-Histidine hydrochloride hydrate (IV) | Chloride | 4 | H003 | Hydrogen Peroxide | 1 | 40 | ml. | -
RM | L-Histidine hydrochloride hydrate (IV) | Chloride | 4 | - | 0.01 N Hydrochloric acid | 2 | 1 | ml. | 4043
RM | L-Histidine hydrochloride hydrate (IV) | Chloride | 4 | - | 0.1 N Silver nitrate TS. | 2 | 4 | ml. | 4076
RM | L-Histidine hydrochloride hydrate (IV) | Chloride | 4 | - | Analytical balance 4 dg | 5 | 5 | min | -
RM | L-Histidine hydrochloride hydrate (IV) | Chloride | 4 | - | Analytical balance 5 dg | 5 | 5 | min | -
RM | L-Histidine hydrochloride hydrate (IV) | Sulfare | 4 | - | Dilute hydrochloric acid | 2 | 1 | ml. | 4045
RM | L-Histidine hydrochloride hydrate (IV) | Sulfare | 4 | - | Barium chloride TS. | 2 | 1 | ml. | 4015
RM | L-Histidine hydrochloride hydrate (IV) | Sulfare | 4 | - | Glass tube 50 ml. | 4 | 2 | pcs | -
RM | L-Histidine hydrochloride hydrate (IV) | Sulfare | 4 | - | Beaker 50 ml. | 4 | 3 | pcs | -
RM | L-Histidine hydrochloride hydrate (IV) | Sulfare | 4 | - | Analytical balance 4 dg | 5 | 5 | min | -
RM | L-Histidine hydrochloride hydrate (IV) | Sulfare | 4 | - | Analytical balance 5 dg | 5 | 5 | min | -
RM | L-Histidine hydrochloride hydrate (IV) | Iron | 1 | - | Sodium acetate buffer solution | 2 | 112 | g. | None in WI
RM | L-Histidine hydrochloride hydrate (IV) | Iron | 1 | - | Pipet 10 ml. | 4 | 2 | pcs | -
RM | L-Histidine hydrochloride hydrate (IV) | Iron | 1 | - | Volumetric flask 1000 ml. | 4 | 1 | pcs | -
RM | L-Histidine hydrochloride hydrate (IV) | Iron | 1 | - | Beaker 100 ml. | 4 | 1 | pcs | -
RM | L-Histidine hydrochloride hydrate (IV) | Iron | 1 | - | 2,2-Dipyridyl in ethanol (1 in 200) | 2 | 1 | g. | None in WI
RM | L-Histidine hydrochloride hydrate (IV) | Iron | 1 | - | Volumetric flask 100 ml. | 4 | 1 | pcs | -
RM | L-Histidine hydrochloride hydrate (IV) | Iron | 1 | E007 | Ethanol | 1 | 200 | ml. | -
RM | L-Histidine hydrochloride hydrate (IV) | Iron | 1 | - | Pipet 2 ml. | 4 | 1 | pcs | -
RM | L-Histidine hydrochloride hydrate (IV) | Iron | 1 | - | Glass tube 50 ml. | 4 | 4 | pcs | -
RM | L-Histidine hydrochloride hydrate (IV) | Iron | 1 | - | Analytical balance 4 dg | 5 | 5 | min | -
RM | L-Histidine hydrochloride hydrate (IV) | Iron | 1 | - | Analytical balance 5 dg | 5 | 5 | min | -
RM | L-Histidine hydrochloride hydrate (IV) | Iron | 1 | A020 | Acetic acid, Glacial | 1 | 80 | ml. | -
RM | L-Histidine hydrochloride hydrate (IV) | Iron | 1 | - | L-Ascorbic acid (1 in 100) | 2 | 1 | g. | None in WI
RM | L-Histidine hydrochloride hydrate (IV) | Related substance | 1 | - | Butyl algohol glacial | 2 | 90 | ml. | None in WI
RM | L-Histidine hydrochloride hydrate (IV) | Related substance | 1 | A020 | Acetic acid, Glacial | 1 | 3 | ml. | -
RM | L-Histidine hydrochloride hydrate (IV) | Related substance | 1 | M011 | Methanol HPLC | 1 | 97 | ml. | -
RM | L-Histidine hydrochloride hydrate (IV) | Related substance | 1 | - | Ninhydrin TS. | 2 | 0.2 | g. | 1009
RM | L-Histidine hydrochloride hydrate (IV) | Related substance | 1 | - | Beaker 50 ml. | 4 | 5 | pcs | -
RM | L-Histidine hydrochloride hydrate (IV) | Related substance | 1 | - | Pipet 10 ml. | 4 | 1 | pcs | -
RM | L-Histidine hydrochloride hydrate (IV) | Related substance | 1 | - | Pipet 5 ml. | 4 | 1 | pcs | -
RM | L-Histidine hydrochloride hydrate (IV) | Related substance | 1 | - | Cylinder 100 ml. | 4 | 1 | pcs | -
RM | L-Histidine hydrochloride hydrate (IV) | Related substance | 1 | - | Beaker 250 ml. | 4 | 2 | pcs | -
RM | L-Histidine hydrochloride hydrate (IV) | Related substance | 1 | - | TLC siliga gel | 3 | 1 | pcs | -
RM | L-Histidine hydrochloride hydrate (IV) | Related substance | 1 | - | Glass jar (25 cm*25 cm) | 4 | 1 | pcs | -
RM | L-Histidine hydrochloride hydrate (IV) | Related substance | 1 | - | Hot air oven | 5 | 15 | min | -
RM | L-Histidine hydrochloride hydrate (IV) | Related substance | 1 | - | Needle injection 10 ul. | 4 | 1 | pcs | -
RM | L-Histidine hydrochloride hydrate (IV) | Related substance | 1 | - | ชุดสเปรย์ developing solvent | 4 | 1 | pcs | -
RM | L-Histidine hydrochloride hydrate (IV) | Related substance | 1 | - | Analytical balance 4 dg | 5 | 5 | min | -
RM | L-Histidine hydrochloride hydrate (IV) | Related substance | 1 | - | Analytical balance 5 dg | 5 | 5 | min | -
RM | L-Histidine hydrochloride hydrate (IV) | Related substance | 1 | - | 1 N Propanol | 2 | 67 | ml. | None in WI
RM | L-Histidine hydrochloride hydrate (IV) | Related substance | 1 | - | Volumetric flask 25 ml. | 4 | 1 | pcs | -
RM | L-Histidine hydrochloride hydrate (IV) | Related substance | 1 | - | Ammonia TS. | 2 | 33 | g. | 4109
RM | L-Histidine hydrochloride hydrate (IV) | Related substance | 1 | - | 0.5 N Hydrochloric acid | 2 | 20 | ml. | 4040
RM | L-Histidine hydrochloride hydrate (IV) | Optical rotation | 1 | - | Volumetric flask 25 ml. | 4 | 3 | pcs | -
RM | L-Histidine hydrochloride hydrate (IV) | Optical rotation | 1 | - | Analytical balance 4 dg | 5 | 5 | min | -
RM | L-Histidine hydrochloride hydrate (IV) | Optical rotation | 1 | - | Measurements of optical | 5 | 5 | min | -
RM | L-Histidine hydrochloride hydrate (IV) | Optical rotation | 3 | - | 6 N Hydrochloric acid | 2 | 50 | ml. | 4039
RM | L-Histidine hydrochloride hydrate (IV) | Heavy metals | 4 | E007 | Ethanol | 1 | 10 | ml. | -
RM | L-Histidine hydrochloride hydrate (IV) | Heavy metals | 4 | - | Magnesium nitrate hexahydrate | 2 | 1 | g. | None in WI
RM | L-Histidine hydrochloride hydrate (IV) | Heavy metals | 4 | S016 | Sulfuric acid | 1 | 1 | ml. | -
RM | L-Histidine hydrochloride hydrate (IV) | Heavy metals | 4 | H002 | Hydrochloric acid | 1 | 3 | ml. | -
RM | L-Histidine hydrochloride hydrate (IV) | Heavy metals | 4 | - | Phenolpthalien TS. | 2 | 0.1 | ml. | 1010
RM | L-Histidine hydrochloride hydrate (IV) | Heavy metals | 4 | - | Ammonia TS. | 2 | 5 | ml. | 4109
RM | L-Histidine hydrochloride hydrate (IV) | Heavy metals | 4 | - | Dilute acetic acid | 2 | 2 | ml. | 4110
RM | L-Histidine hydrochloride hydrate (IV) | Heavy metals | 4 | - | Sodium sulfide TS. | 2 | 0.1 | ml. | 4087
RM | L-Histidine hydrochloride hydrate (IV) | Heavy metals | 4 | - | Muffle furnace | 4 | 480 | min | -
RM | L-Histidine hydrochloride hydrate (IV) | Heavy metals | 4 | - | Hot plate | 4 | 480 | min | -
RM | L-Histidine hydrochloride hydrate (IV) | Heavy metals | 4 | - | Crucible 50 ml. | 4 | 1 | pcs | -
RM | L-Histidine hydrochloride hydrate (IV) | Ammonium | 1 | - | Boric acid solution | 2 | 1 | g. | 4016
RM | L-Histidine hydrochloride hydrate (IV) | Ammonium | 1 | - | Phenol | 2 | 1 | g. | None in WI
RM | L-Histidine hydrochloride hydrate (IV) | Ammonium | 1 | - | Sodium pentacyanonitrosylferrate (III) TS. | 2 | 0.05 | g. | None in WI
RM | L-Histidine hydrochloride hydrate (IV) | Ammonium | 4 | - | Distilling flask 500 ml. | 4 | 1 | pcs | -
RM | L-Histidine hydrochloride hydrate (IV) | Ammonium | 4 | - | Measurinr cylinder 100 ml. | 4 | 1 | pcs | -
RM | L-Histidine hydrochloride hydrate (IV) | Ammonium | 1 | - | Cylinder 200 ml. | 4 | 1 | pcs | -
RM | L-Histidine hydrochloride hydrate (IV) | Ammonium | 1 | - | Cylinder 100 ml. | 4 | 1 | pcs | -
RM | L-Histidine hydrochloride hydrate (IV) | Ammonium | 1 | - | อุปกรณ์สกัด | 4 | 1 | pcs | -
RM | L-Histidine hydrochloride hydrate (IV) | Water | 1 | M011 | Methanol HPLC | 1 | 50 | ml. | -
RM | L-Histidine hydrochloride hydrate (IV) | Water | 1 | F003 | Formamide | 1 | 25 | ml. | -
RM | L-Histidine hydrochloride hydrate (IV) | Water | 1 | - | karl fisher | 5 | 25 | min | -
RM | L-Lysine acetate (IV) | Identification | 1 | - | FT-NIR | 5 | 20 | min | -
RM | L-Lysine acetate (IV) | Assay | 1 | - | Beaker plastic 100 ml. | 4 | 4 | pcs. | -
RM | L-Lysine acetate (IV) | Assay | 1 | - | Autotritrator | 5 | 20 | min | -
RM | L-Lysine acetate (IV) | Assay | 1 | - | Pipet 3 ml. | 4 | 1 | pcs. | -
RM | L-Lysine acetate (IV) | Assay | 1 | - | Cylinder 50 ml. | 4 | 1 | pcs. | -
RM | L-Lysine acetate (IV) | Assay | 1 | F005 | Formic acid | 1 | 6 | ml. | -
RM | L-Lysine acetate (IV) | Assay | 1 | A020 | Acetic acid, Glacial | 1 | 50 | ml. | -
RM | L-Lysine acetate (IV) | Assay | 4 | - | 0.1 N Perchloric acid VS. | 2 | 10 | ml. | 3017
RM | L-Lysine acetate (IV) | Assay | 1 | - | Analytical balance 4 dg | 5 | 5 | min | -
RM | L-Lysine acetate (IV) | Assay | 1 | - | Analytical balance 5 dg | 5 | 5 | min | -
RM | L-Lysine acetate (IV) | Assay | 1 | M013 | Mercury (II) acetate | 1 | 6 | g. | -
RM | L-Lysine acetate (IV) | Assay | 1 | A020 | Acetic acid, Glacial | 1 | 100 | ml. | -
RM | L-Lysine acetate (IV) | Residue on ignition | 1 | - | Crucible 50 ml. | 4 | 3 | pcs | -
RM | L-Lysine acetate (IV) | Residue on ignition | 3 | S016 | Sulfuric acid | 1 | 1 | ml. | -
RM | L-Lysine acetate (IV) | Residue on ignition | 1 | - | Hot plate | 4 | 1 | pcs | -
RM | L-Lysine acetate (IV) | Residue on ignition | 1 | - | Muffle furnace | 4 | 480 | min | -
RM | L-Lysine acetate (IV) | Residue on ignition | 1 | - | Analytical balance 4 dg | 5 | 5 | min | -
RM | L-Lysine acetate (IV) | Residue on ignition | 1 | - | Analytical balance 5 dg | 5 | 5 | min | -
RM | L-Lysine acetate (IV) | Chloride | 4 | - | Glass tube 50 ml. | 4 | 4 | pcs | -
RM | L-Lysine acetate (IV) | Chloride | 4 | - | Pipet 1 ml. | 4 | 3 | pcs | -
RM | L-Lysine acetate (IV) | Chloride | 4 | - | Beaker 50 ml. | 4 | 3 | pcs | -
RM | L-Lysine acetate (IV) | Chloride | 4 | - | 0.02 N Hydrochloric acid TS. | 2 | 0.5 | ml. | None in WI
RM | L-Lysine acetate (IV) | Chloride | 4 | N011 | Nitric acid | 1 | 1 | ml. | -
RM | L-Lysine acetate (IV) | Chloride | 4 | - | 0.1 N Silver nitrate TS. | 2 | 1 | ml. | 4076
RM | L-Lysine acetate (IV) | Chloride | 4 | - | Analytical balance 4 dg | 5 | 5 | min | -
RM | L-Lysine acetate (IV) | Chloride | 4 | - | Analytical balance 5 dg | 5 | 5 | min | -
RM | L-Lysine acetate (IV) | Sulfare | 4 | - | 3 N Hydrochloric acid | 2 | 1 | ml. | 4037
RM | L-Lysine acetate (IV) | Sulfare | 4 | - | Barium chloride TS. | 2 | 1 | ml. | 4015
RM | L-Lysine acetate (IV) | Sulfare | 4 | - | Glass tube 50 ml. | 4 | 2 | pcs | -
RM | L-Lysine acetate (IV) | Sulfare | 4 | - | Beaker 50 ml. | 4 | 3 | pcs | -
RM | L-Lysine acetate (IV) | Sulfare | 4 | - | Analytical balance 4 dg | 5 | 5 | min | -
RM | L-Lysine acetate (IV) | Sulfare | 4 | - | Analytical balance 5 dg | 5 | 5 | min | -
RM | L-Lysine acetate (IV) | Iron | 4 | - | 2 N Sulfuric acid | 2 | 20 | ml. | 4094
RM | L-Lysine acetate (IV) | Iron | 4 | - | Pipet 10 ml. | 4 | 2 | pcs | -
RM | L-Lysine acetate (IV) | Iron | 4 | - | Volumetric flask 1000 ml. | 4 | 1 | pcs | -
RM | L-Lysine acetate (IV) | Iron | 4 | - | Beaker 100 ml. | 4 | 1 | pcs | -
RM | L-Lysine acetate (IV) | Iron | 4 | - | Ammonium thiocyanate | 2 | 30 | g. | 4013
RM | L-Lysine acetate (IV) | Iron | 4 | - | Volumetric flask 100 ml. | 4 | 1 | pcs | -
RM | L-Lysine acetate (IV) | Iron | 4 | H002 | Hydrochloric acid | 1 | 2 | ml. | -
RM | L-Lysine acetate (IV) | Iron | 4 | - | Pipet 2 ml. | 4 | 1 | pcs | -
RM | L-Lysine acetate (IV) | Iron | 4 | A031 | Ammonium peroxydisulfate | 1 | 0.05 | g. | -
RM | L-Lysine acetate (IV) | Iron | 4 | - | Analytical balance 4 dg | 5 | 5 | min | -
RM | L-Lysine acetate (IV) | Iron | 4 | - | Analytical balance 5 dg | 5 | 5 | min | -
RM | L-Lysine acetate (IV) | Related compounds | 1 | - | Isopropyl alcohol | 2 | 70 | ml. | None in WI
RM | L-Lysine acetate (IV) | Related compounds | 1 | A004 | Ammonia solution 25%, 2.5L | 1 | 30 | ml. | -
RM | L-Lysine acetate (IV) | Related compounds | 1 | - | 2 N Acetic acid TS. | 2 | 5 | ml. | 4192
RM | L-Lysine acetate (IV) | Related compounds | 1 | B009 | B 1-Butanol | 1 | 95 | ml. | -
RM | L-Lysine acetate (IV) | Related compounds | 1 | - | Ninhydrin TS. | 2 | 0.2 | g. | 1009
RM | L-Lysine acetate (IV) | Related compounds | 1 | - | Beaker 50 ml. | 4 | 5 | pcs | -
RM | L-Lysine acetate (IV) | Related compounds | 1 | - | Pipet 10 ml. | 4 | 1 | pcs | -
RM | L-Lysine acetate (IV) | Related compounds | 1 | - | Pipet 5 ml. | 4 | 1 | pcs | -
RM | L-Lysine acetate (IV) | Related compounds | 1 | - | Cylinder 100 ml. | 4 | 1 | pcs | -
RM | L-Lysine acetate (IV) | Related compounds | 1 | - | Beaker 250 ml. | 4 | 2 | pcs | -
RM | L-Lysine acetate (IV) | Related compounds | 1 | - | TLC siliga gel | 3 | 1 | pcs | -
RM | L-Lysine acetate (IV) | Related compounds | 1 | - | Glass jar (25 cm*25 cm) | 4 | 1 | pcs | -
RM | L-Lysine acetate (IV) | Related compounds | 1 | - | Hot air oven | 5 | 15 | min | -
RM | L-Lysine acetate (IV) | Related compounds | 1 | - | Needle injection 10 ul. | 4 | 1 | pcs | -
RM | L-Lysine acetate (IV) | Related compounds | 1 | - | ชุดสเปรย์ developing solvent | 4 | 1 | pcs | -
RM | L-Lysine acetate (IV) | Related compounds | 1 | - | Analytical balance 4 dg | 5 | 5 | min | -
RM | L-Lysine acetate (IV) | Related compounds | 1 | - | Analytical balance 5 dg | 5 | 5 | min | -
RM | L-Lysine acetate (IV) | Related compounds | 1 | - | Volumetric flask 25 ml. | 4 | 1 | pcs | -
RM | L-Lysine acetate (IV) | Optical rotation | 1 | - | Volumetric flask 100 ml. | 4 | 3 | pcs | -
RM | L-Lysine acetate (IV) | Optical rotation | 1 | - | Analytical balance 4 dg | 5 | 5 | min | -
RM | L-Lysine acetate (IV) | Optical rotation | 1 | - | Measurements of optical | 5 | 5 | min | -
RM | L-Lysine acetate (IV) | Loss on drying | 1 | - | Hot air oven | 5 | 120 | min | -
RM | L-Lysine acetate (IV) | Loss on drying | 1 | - | Analytical balance 4 dg | 5 | 5 | min | -
RM | L-Lysine acetate (IV) | Loss on drying | 1 | - | Weighting bottle | 4 | 3 | pcs | -
RM | L-Aspartic acid (IV) | Identification | 1 | - | FT-NIR | 5 | 20 | min | -
RM | L-Aspartic acid (IV) | Assay | 4 | - | Erlenmeyer flask 250 ml. | 4 | 1 | pcs. | -
RM | L-Aspartic acid (IV) | Assay | 1 | - | Burette 50 ml. | 4 | 1 | pcs. | -
RM | L-Aspartic acid (IV) | Assay | 1 | - | Pipet 3 ml. | 4 | 1 | pcs. | -
RM | L-Aspartic acid (IV) | Assay | 1 | - | Cylinder 50 ml. | 4 | 1 | pcs. | -
RM | L-Aspartic acid (IV) | Assay | 1 | F005 | Formic acid | 1 | 6 | ml. | -
RM | L-Aspartic acid (IV) | Assay | 1 | A020 | Acetic acid, Glacial | 1 | 50 | ml. | -
RM | L-Aspartic acid (IV) | Assay | 4 | - | 0.1 N Sodium hydroxide VS. | 2 | 20 | ml. | None in WI
RM | L-Aspartic acid (IV) | Assay | 1 | - | Analytical balance 4 dg | 5 | 5 | min | -
RM | L-Aspartic acid (IV) | Assay | 1 | - | Analytical balance 5 dg | 5 | 5 | min | -
RM | L-Aspartic acid (IV) | Assay | 1 | M013 | Mercury (II) acetate | 1 | 6 | g. | -
RM | L-Aspartic acid (IV) | Assay | 4 | B014 | Bromothymol Blue | 1 | 0.1 | ml. | -
RM | L-Aspartic acid (IV) | Residue on ignition | 1 | - | Crucible 50 ml. | 4 | 3 | pcs | -
RM | L-Aspartic acid (IV) | Residue on ignition | 3 | S016 | Sulfuric acid | 1 | 1 | ml. | -
RM | L-Aspartic acid (IV) | Residue on ignition | 1 | - | Hot plate | 4 | 1 | pcs | -
RM | L-Aspartic acid (IV) | Residue on ignition | 1 | - | Muffle furnace | 4 | 480 | min | -
RM | L-Aspartic acid (IV) | Residue on ignition | 1 | - | Analytical balance 4 dg | 5 | 5 | min | -
RM | L-Aspartic acid (IV) | Residue on ignition | 1 | - | Analytical balance 5 dg | 5 | 5 | min | -
RM | L-Aspartic acid (IV) | Chloride | 4 | - | Glass tube 50 ml. | 4 | 4 | pcs | -
RM | L-Aspartic acid (IV) | Chloride | 4 | - | Pipet 1 ml. | 4 | 3 | pcs | -
RM | L-Aspartic acid (IV) | Chloride | 4 | - | Beaker 50 ml. | 4 | 3 | pcs | -
RM | L-Aspartic acid (IV) | Chloride | 4 | - | 0.02 N Hydrochloric acid TS. | 2 | 0.5 | ml. | None in WI
RM | L-Aspartic acid (IV) | Chloride | 4 | N011 | Nitric acid | 1 | 1 | ml. | -
RM | L-Aspartic acid (IV) | Chloride | 4 | - | 0.1 N Silver nitrate TS. | 2 | 1 | ml. | 4076
RM | L-Aspartic acid (IV) | Chloride | 4 | - | Analytical balance 4 dg | 5 | 5 | min | -
RM | L-Aspartic acid (IV) | Chloride | 4 | - | Analytical balance 5 dg | 5 | 5 | min | -
RM | L-Aspartic acid (IV) | Sulfare | 4 | - | 3 N Hydrochloric acid | 2 | 1 | ml. | 4037
RM | L-Aspartic acid (IV) | Sulfare | 4 | - | Barium chloride TS. | 2 | 1 | ml. | 4015
RM | L-Aspartic acid (IV) | Sulfare | 4 | - | Glass tube 50 ml. | 4 | 2 | pcs | -
RM | L-Aspartic acid (IV) | Sulfare | 4 | - | Beaker 50 ml. | 4 | 3 | pcs | -
RM | L-Aspartic acid (IV) | Sulfare | 4 | - | Analytical balance 4 dg | 5 | 5 | min | -
RM | L-Aspartic acid (IV) | Sulfare | 4 | - | Analytical balance 5 dg | 5 | 5 | min | -
RM | L-Aspartic acid (IV) | Iron | 4 | - | 2 N Sulfuric acid | 2 | 20 | ml. | 4094
RM | L-Aspartic acid (IV) | Iron | 4 | - | Pipet 10 ml. | 4 | 2 | pcs | -
RM | L-Aspartic acid (IV) | Iron | 4 | - | Volumetric flask 1000 ml. | 4 | 1 | pcs | -
RM | L-Aspartic acid (IV) | Iron | 4 | - | Beaker 100 ml. | 4 | 1 | pcs | -
RM | L-Aspartic acid (IV) | Iron | 4 | - | Ammonium thiocyanate | 2 | 30 | g. | 4013
RM | L-Aspartic acid (IV) | Iron | 4 | - | Volumetric flask 100 ml. | 4 | 1 | pcs | -
RM | L-Aspartic acid (IV) | Iron | 4 | H002 | Hydrochloric acid | 1 | 2 | ml. | -
RM | L-Aspartic acid (IV) | Iron | 4 | - | Pipet 2 ml. | 4 | 1 | pcs | -
RM | L-Aspartic acid (IV) | Iron | 4 | A031 | Ammonium peroxydisulfate | 1 | 0.05 | g. | -
RM | L-Aspartic acid (IV) | Iron | 4 | - | Analytical balance 4 dg | 5 | 5 | min | -
RM | L-Aspartic acid (IV) | Iron | 4 | - | Analytical balance 5 dg | 5 | 5 | min | -
RM | L-Aspartic acid (IV) | Related compounds | 1 | - | HPLC | 5 | 2880 | min | -
RM | L-Aspartic acid (IV) | Related compounds | 1 | - | 0.008 N Sulfuric acid TS. | 2 | 2000 | ml. | None in WI
RM | L-Aspartic acid (IV) | Related compounds | 1 | A019 | Acetonitrile | 1 | 1000 | ml. | -
RM | L-Aspartic acid (IV) | Related compounds | 1 | - | 0.01 N Sulfuric acid TS. | 2 | 1000 | ml. | 4098
RM | L-Aspartic acid (IV) | Related compounds | 3 | - | 6 N Hydrochloric acid | 2 | 20 | ml. | 4039
RM | L-Aspartic acid (IV) | Optical rotation | 1 | - | Volumetric flask 100 ml. | 4 | 3 | pcs | -
RM | L-Aspartic acid (IV) | Optical rotation | 1 | - | Analytical balance 4 dg | 5 | 5 | min | -
RM | L-Aspartic acid (IV) | Optical rotation | 1 | - | Measurements of optical | 5 | 5 | min | -
RM | L-Aspartic acid (IV) | Optical rotation | 3 | - | 6 N Hydrochloric acid | 2 | 100 | ml. | 4039
RM | L-Aspartic acid (IV) | Loss on drying | 1 | - | Hot air oven | 5 | 120 | min | -
RM | L-Aspartic acid (IV) | Loss on drying | 1 | - | Analytical balance 4 dg | 5 | 5 | min | -
RM | L-Aspartic acid (IV) | Loss on drying | 1 | - | Weighting bottle | 4 | 3 | pcs | -
RM | L-Alanine (IV) | Identification | 1 | - | FT-NIR | 5 | 20 | min | -
RM | L-Alanine (IV) | Assay | 1 | - | Beaker plastic 100 ml. | 4 | 4 | pcs. | -
RM | L-Alanine (IV) | Assay | 1 | - | Autotritrator | 5 | 20 | min | -
RM | L-Alanine (IV) | Assay | 1 | - | Pipet 3 ml. | 4 | 1 | pcs. | -
RM | L-Alanine (IV) | Assay | 1 | - | Cylinder 50 ml. | 4 | 1 | pcs. | -
RM | L-Alanine (IV) | Assay | 1 | F005 | Formic acid | 1 | 6 | ml. | -
RM | L-Alanine (IV) | Assay | 1 | A020 | Acetic acid, Glacial | 1 | 50 | ml. | -
RM | L-Alanine (IV) | Assay | 4 | - | 0.1 N Perchloric acid VS. | 2 | 10 | ml. | 3017
RM | L-Alanine (IV) | Assay | 1 | - | Analytical balance 4 dg | 5 | 5 | min | -
RM | L-Alanine (IV) | Assay | 1 | - | Analytical balance 5 dg | 5 | 5 | min | -
RM | L-Alanine (IV) | Assay | 1 | M013 | Mercury (II) acetate | 1 | 6 | g. | -
RM | L-Alanine (IV) | Assay | 1 | A020 | Acetic acid, Glacial | 1 | 100 | ml. | -
RM | L-Alanine (IV) | Residue on ignition | 1 | - | Crucible 50 ml. | 4 | 3 | pcs | -
RM | L-Alanine (IV) | Residue on ignition | 3 | S016 | Sulfuric acid | 1 | 1 | ml. | -
RM | L-Alanine (IV) | Residue on ignition | 1 | - | Hot plate | 4 | 1 | pcs | -
RM | L-Alanine (IV) | Residue on ignition | 1 | - | Muffle furnace | 4 | 480 | min | -
RM | L-Alanine (IV) | Residue on ignition | 1 | - | Analytical balance 4 dg | 5 | 5 | min | -
RM | L-Alanine (IV) | Residue on ignition | 1 | - | Analytical balance 5 dg | 5 | 5 | min | -
RM | L-Alanine (IV) | Chloride | 4 | - | Glass tube 50 ml. | 4 | 4 | pcs | -
RM | L-Alanine (IV) | Chloride | 4 | - | Pipet 1 ml. | 4 | 3 | pcs | -
RM | L-Alanine (IV) | Chloride | 4 | - | Beaker 50 ml. | 4 | 3 | pcs | -
RM | L-Alanine (IV) | Chloride | 4 | - | 0.02 N Hydrochloric acid TS. | 2 | 0.5 | ml. | None in WI
RM | L-Alanine (IV) | Chloride | 4 | N011 | Nitric acid | 1 | 1 | ml. | -
RM | L-Alanine (IV) | Chloride | 4 | - | 0.1 N Silver nitrate TS. | 2 | 1 | ml. | 4076
RM | L-Alanine (IV) | Chloride | 4 | - | Analytical balance 4 dg | 5 | 5 | min | -
RM | L-Alanine (IV) | Chloride | 4 | - | Analytical balance 5 dg | 5 | 5 | min | -
RM | L-Alanine (IV) | Sulfare | 4 | - | 3 N Hydrochloric acid | 2 | 1 | ml. | 4037
RM | L-Alanine (IV) | Sulfare | 4 | - | Barium chloride TS. | 2 | 1 | ml. | 4015
RM | L-Alanine (IV) | Sulfare | 4 | - | Glass tube 50 ml. | 4 | 2 | pcs | -
RM | L-Alanine (IV) | Sulfare | 4 | - | Beaker 50 ml. | 4 | 3 | pcs | -
RM | L-Alanine (IV) | Sulfare | 4 | - | Analytical balance 4 dg | 5 | 5 | min | -
RM | L-Alanine (IV) | Sulfare | 4 | - | Analytical balance 5 dg | 5 | 5 | min | -
RM | L-Alanine (IV) | Iron | 4 | - | 2 N Sulfuric acid | 2 | 20 | ml. | 4094
RM | L-Alanine (IV) | Iron | 4 | - | Pipet 10 ml. | 4 | 2 | pcs | -
RM | L-Alanine (IV) | Iron | 4 | - | Volumetric flask 1000 ml. | 4 | 1 | pcs | -
RM | L-Alanine (IV) | Iron | 4 | - | Beaker 100 ml. | 4 | 1 | pcs | -
RM | L-Alanine (IV) | Iron | 4 | - | Ammonium thiocyanate | 2 | 30 | g. | 4013
RM | L-Alanine (IV) | Iron | 4 | - | Volumetric flask 100 ml. | 4 | 1 | pcs | -
RM | L-Alanine (IV) | Iron | 4 | H002 | Hydrochloric acid | 1 | 2 | ml. | -
RM | L-Alanine (IV) | Iron | 4 | - | Pipet 2 ml. | 4 | 1 | pcs | -
RM | L-Alanine (IV) | Iron | 4 | A031 | Ammonium peroxydisulfate | 1 | 0.05 | g. | -
RM | L-Alanine (IV) | Iron | 4 | - | Analytical balance 4 dg | 5 | 5 | min | -
RM | L-Alanine (IV) | Iron | 4 | - | Analytical balance 5 dg | 5 | 5 | min | -
RM | L-Alanine (IV) | Related compounds | 1 | - | HPLC | 5 | 2880 | min | -
RM | L-Alanine (IV) | Related compounds | 1 | - | 0.008 N Sulfuric acid TS. | 2 | 2000 | ml. | None in WI
RM | L-Alanine (IV) | Related compounds | 1 | A019 | Acetonitrile | 1 | 1000 | ml. | -
RM | L-Alanine (IV) | Related compounds | 1 | - | 0.01 N Sulfuric acid TS. | 2 | 1000 | ml. | 4098
RM | L-Alanine (IV) | Related compounds | 3 | - | 6 N Hydrochloric acid | 2 | 20 | ml. | 4039
RM | L-Alanine (IV) | Optical rotation | 1 | - | Volumetric flask 100 ml. | 4 | 3 | pcs | -
RM | L-Alanine (IV) | Optical rotation | 1 | - | Analytical balance 4 dg | 5 | 5 | min | -
RM | L-Alanine (IV) | Optical rotation | 1 | - | Measurements of optical | 5 | 5 | min | -
RM | L-Alanine (IV) | Optical rotation | 3 | - | 6 N Hydrochloric acid | 2 | 100 | ml. | 4039
RM | L-Alanine (IV) | Loss on drying | 1 | - | Hot air oven | 5 | 120 | min | -
RM | L-Alanine (IV) | Loss on drying | 1 | - | Analytical balance 4 dg | 5 | 5 | min | -
RM | L-Alanine (IV) | Loss on drying | 1 | - | Weighting bottle | 4 | 3 | pcs | -
RM | N-Acetyl-Cystein | Assay | 1 | - | HPLC | 5 | 2880 | min | -
RM | N-Acetyl-Cystein | Assay | 1 | - | Monobasic potassium phosphate | 2 | 13.6 | g. | None in WI
RM | N-Acetyl-Cystein | Assay | 1 | P016 | Phosphoric acid 85% | 1 | 20 | ml. | -
RM | N-Acetyl-Cystein | Assay | 1 | S032 | Sodium metabisulfite | 1 | 0.5 | g. | -
RM | N-Acetyl-Cystein | Assay | 1 | - | Volumetric flask 1000 ml. | 4 | 1 | pcs | -
RM | N-Acetyl-Cystein | Assay | 1 | - | Volumetric flask 2000 ml. | 4 | 1 | pcs | -
RM | N-Acetyl-Cystein | Assay | 1 | - | Volumetric flask 100 ml. | 4 | 4 | pcs | -
RM | N-Acetyl-Cystein | Assay | 1 | - | Volumetric flask 25 ml. | 4 | 2 | pcs | -
RM | N-Acetyl-Cystein | Assay | 1 | - | Volumetric flask 50 ml. | 4 | 1 | pcs | -
RM | N-Acetyl-Cystein | Residue on ignition | 1 | - | Crucible 50 ml. | 4 | 3 | pcs | -
RM | N-Acetyl-Cystein | Residue on ignition | 3 | S016 | Sulfuric acid | 1 | 1 | ml. | -
RM | N-Acetyl-Cystein | Residue on ignition | 1 | - | Hot plate | 4 | 1 | pcs | -
RM | N-Acetyl-Cystein | Residue on ignition | 1 | - | Muffle furnace | 4 | 480 | min | -
RM | N-Acetyl-Cystein | Residue on ignition | 1 | - | Analytical balance 4 dg | 5 | 5 | min | -
RM | N-Acetyl-Cystein | Optical rotation | 1 | - | 1 N Sodium hydroxide TS. | 2 | 30 | ml. | 4082
RM | N-Acetyl-Cystein | Optical rotation | 1 | - | 1 M Monobasic potassium phosphate | 2 | 50 | ml. | None in WI
RM | N-Acetyl-Cystein | Optical rotation | 1 | - | EDTA solution (1 in 100) | 2 | 1 | g. | None in WI
RM | N-Acetyl-Cystein | Optical rotation | 1 | - | Sodium hydroxide solution (1 in 5) | 2 | 2000 | ml. | None in WI
RM | N-Acetyl-Cystein | Optical rotation | 1 | - | Analytical balance 4 dg | 5 | 5 | min | -
RM | N-Acetyl-Cystein | Optical rotation | 1 | - | pH meter | 5 | 5 | min | -
RM | N-Acetyl-Cystein | Optical rotation | 1 | - | Volumetric flask 100 ml. | 4 | 1 | pcs | -
RM | N-Acetyl-Cystein | Optical rotation | 1 | - | Volumetric flask 25 ml. | 4 | 3 | pcs | -
RM | N-Acetyl-Cystein | Optical rotation | 1 | - | Digital polarimeter | 5 | 20 | min | -
RM | N-Acetyl-Cystein | pH | 1 | - | pH meter | 5 | 5 | min | -
RM | N-Acetyl-Cystein | pH | 1 | - | Beaker 100 ml. | 4 | 3 | pcs | -
RM | Glycine | Identification | 1 | - | FT-NIR | 5 | 20 | min | -
RM | Glycine | Assay | 4 | - | Erlenmeyer flask 250 ml. | 4 | 1 | pcs. | -
RM | Glycine | Assay | 4 | - | Crystal violet TS. | 2 | 0.1 | ml. | 4141
RM | Glycine | Assay | 1 | - | Pipet 3 ml. | 4 | 1 | pcs. | -
RM | Glycine | Assay | 1 | - | Cylinder 50 ml. | 4 | 1 | pcs. | -
RM | Glycine | Assay | 4 | A020 | Acetic acid, Glacial | 1 | 100 | ml. | -
RM | Glycine | Assay | 4 | - | 0.1 N Perchloric acid VS. | 2 | 10 | ml. | 3017
RM | Glycine | Assay | 1 | - | Analytical balance 4 dg | 5 | 5 | min | -
RM | Glycine | Assay | 1 | - | Analytical balance 5 dg | 5 | 5 | min | -
RM | Glycine | Assay | 1 | M013 | Mercury (II) acetate | 1 | 6 | g. | -
RM | Glycine | Assay | 1 | A020 | Acetic acid, Glacial | 1 | 100 | ml. | -
RM | Glycine | Assay | 1 | - | Burette 50 ml. | 4 | 1 | pcs. | -
RM | Glycine | Residue on ignition | 1 | - | Crucible 50 ml. | 4 | 3 | pcs | -
RM | Glycine | Residue on ignition | 3 | S016 | Sulfuric acid | 1 | 1 | ml. | -
RM | Glycine | Residue on ignition | 1 | - | Hot plate | 4 | 1 | pcs | -
RM | Glycine | Residue on ignition | 1 | - | Muffle furnace | 4 | 480 | min | -
RM | Glycine | Residue on ignition | 1 | - | Analytical balance 4 dg | 5 | 5 | min | -
RM | Glycine | Residue on ignition | 1 | - | Analytical balance 5 dg | 5 | 5 | min | -
RM | Glycine | Chloride | 4 | - | Glass tube 50 ml. | 4 | 4 | pcs | -
RM | Glycine | Chloride | 4 | - | Pipet 1 ml. | 4 | 3 | pcs | -
RM | Glycine | Chloride | 4 | - | Beaker 50 ml. | 4 | 3 | pcs | -
RM | Glycine | Chloride | 4 | - | 0.02 N Hydrochloric acid TS. | 2 | 0.5 | ml. | None in WI
RM | Glycine | Chloride | 4 | N011 | Nitric acid | 1 | 1 | ml. | -
RM | Glycine | Chloride | 4 | - | 0.1 N Silver nitrate TS. | 2 | 1 | ml. | 4076
RM | Glycine | Chloride | 4 | - | Analytical balance 4 dg | 5 | 5 | min | -
RM | Glycine | Chloride | 4 | - | Analytical balance 5 dg | 5 | 5 | min | -
RM | Glycine | Sulfare | 4 | - | 3 N Hydrochloric acid | 2 | 1 | ml. | 4037
RM | Glycine | Sulfare | 4 | - | Barium chloride TS. | 2 | 1 | ml. | 4015
RM | Glycine | Sulfare | 4 | - | Glass tube 50 ml. | 4 | 2 | pcs | -
RM | Glycine | Sulfare | 4 | - | Beaker 50 ml. | 4 | 3 | pcs | -
RM | Glycine | Sulfare | 4 | - | Analytical balance 4 dg | 5 | 5 | min | -
RM | Glycine | Sulfare | 4 | - | Analytical balance 5 dg | 5 | 5 | min | -
RM | Glycine | Related compounds | 1 | - | HPLC | 5 | 2880 | min | -
RM | Glycine | Related compounds | 1 | A019 | Acetonitrile | 1 | 1000 | ml. | -
RM | Glycine | Related compounds | 1 | O005 | 1-Octanesulfonic acid sodium salt | 1 | 2.16 | g. | -
RM | Glycine | Related compounds | 1 | P007 | Perchloric acid | 1 | 2 | ml. | -
RM | Glycine | Related compounds | 1 | - | 5 N Sodium hydroxide | 2 | 100 | ml. | None in WI
RM | Glycine | Related compounds | 1 | - | Volumetric flask 1000 ml. | 4 | 2 | pcs | -
RM | Glycine | Related compounds | 1 | - | Volumetric flask 2000 ml. | 4 | 1 | pcs | -
RM | Glycine | Loss on drying | 1 | - | Analytical balance 5 dg | 5 | 5 | min | -
RM | Glycine | Loss on drying | 1 | - | Weighting bottle | 4 | 3 | pcs | -
RM | Glycine | Loss on drying | 1 | - | Hot air oven | 4 | 180 | min | -
RM | Glycine | Hydrolyzable substance | 1 | - | Beaker 100 ml. | 4 | 3 | pcs | -
RM | Glycine | Hydrolyzable substance | 1 | - | Volumetric flask 25 ml. | 4 | 3 | pcs | -
RM | Glycine | Hydrolyzable substance | 1 | - | Hot plate | 4 | 1 | pcs | -
RM | L-Methionine (IV) | Identification | 1 | - | FT-NIR | 5 | 20 | min | -
RM | L-Methionine (IV) | Assay | 1 | - | Beaker plastic 100 ml. | 4 | 4 | pcs. | -
RM | L-Methionine (IV) | Assay | 1 | - | Autotritrator | 5 | 20 | min | -
RM | L-Methionine (IV) | Assay | 1 | - | Pipet 3 ml. | 4 | 1 | pcs. | -
RM | L-Methionine (IV) | Assay | 1 | - | Cylinder 50 ml. | 4 | 1 | pcs. | -
RM | L-Methionine (IV) | Assay | 1 | F005 | Formic acid | 1 | 6 | ml. | -
RM | L-Methionine (IV) | Assay | 1 | A020 | Acetic acid, Glacial | 1 | 50 | ml. | -
RM | L-Methionine (IV) | Assay | 4 | - | 0.1 N Perchloric acid VS. | 2 | 10 | ml. | 3017
RM | L-Methionine (IV) | Assay | 1 | - | Analytical balance 4 dg | 5 | 5 | min | -
RM | L-Methionine (IV) | Assay | 1 | - | Analytical balance 5 dg | 5 | 5 | min | -
RM | L-Methionine (IV) | Assay | 1 | M013 | Mercury (II) acetate | 1 | 6 | g. | -
RM | L-Methionine (IV) | Assay | 1 | A020 | Acetic acid, Glacial | 1 | 100 | ml. | -
RM | L-Methionine (IV) | Residue on ignition | 1 | - | Crucible 50 ml. | 4 | 3 | pcs | -
RM | L-Methionine (IV) | Residue on ignition | 3 | S016 | Sulfuric acid | 1 | 1 | ml. | -
RM | L-Methionine (IV) | Residue on ignition | 1 | - | Hot plate | 4 | 1 | pcs | -
RM | L-Methionine (IV) | Residue on ignition | 1 | - | Muffle furnace | 4 | 480 | min | -
RM | L-Methionine (IV) | Residue on ignition | 1 | - | Analytical balance 4 dg | 5 | 5 | min | -
RM | L-Methionine (IV) | Residue on ignition | 1 | - | Analytical balance 5 dg | 5 | 5 | min | -
RM | L-Methionine (IV) | Chloride | 4 | - | Glass tube 50 ml. | 4 | 4 | pcs | -
RM | L-Methionine (IV) | Chloride | 4 | - | Pipet 1 ml. | 4 | 3 | pcs | -
RM | L-Methionine (IV) | Chloride | 4 | - | Beaker 50 ml. | 4 | 3 | pcs | -
RM | L-Methionine (IV) | Chloride | 4 | - | 0.02 N Hydrochloric acid TS. | 2 | 0.5 | ml. | None in WI
RM | L-Methionine (IV) | Chloride | 4 | N011 | Nitric acid | 1 | 1 | ml. | -
RM | L-Methionine (IV) | Chloride | 4 | - | 0.1 N Silver nitrate TS. | 2 | 1 | ml. | 4076
RM | L-Methionine (IV) | Chloride | 4 | - | Analytical balance 4 dg | 5 | 5 | min | -
RM | L-Methionine (IV) | Chloride | 4 | - | Analytical balance 5 dg | 5 | 5 | min | -
RM | L-Methionine (IV) | Sulfare | 4 | - | 3 N Hydrochloric acid | 2 | 1 | ml. | 4037
RM | L-Methionine (IV) | Sulfare | 4 | - | Barium chloride TS. | 2 | 1 | ml. | 4015
RM | L-Methionine (IV) | Sulfare | 4 | - | Glass tube 50 ml. | 4 | 2 | pcs | -
RM | L-Methionine (IV) | Sulfare | 4 | - | Beaker 50 ml. | 4 | 3 | pcs | -
RM | L-Methionine (IV) | Sulfare | 4 | - | Analytical balance 4 dg | 5 | 5 | min | -
RM | L-Methionine (IV) | Sulfare | 4 | - | Analytical balance 5 dg | 5 | 5 | min | -
RM | L-Methionine (IV) | Iron | 4 | - | 2 N Sulfuric acid | 2 | 20 | ml. | 4094
RM | L-Methionine (IV) | Iron | 4 | - | Pipet 10 ml. | 4 | 2 | pcs | -
RM | L-Methionine (IV) | Iron | 4 | - | Volumetric flask 1000 ml. | 4 | 1 | pcs | -
RM | L-Methionine (IV) | Iron | 4 | - | Beaker 100 ml. | 4 | 1 | pcs | -
RM | L-Methionine (IV) | Iron | 4 | - | Ammonium thiocyanate | 2 | 30 | g. | 4013
RM | L-Methionine (IV) | Iron | 4 | - | Volumetric flask 100 ml. | 4 | 1 | pcs | -
RM | L-Methionine (IV) | Iron | 4 | H002 | Hydrochloric acid | 1 | 2 | ml. | -
RM | L-Methionine (IV) | Iron | 4 | - | Pipet 2 ml. | 4 | 1 | pcs | -
RM | L-Methionine (IV) | Iron | 4 | A031 | Ammonium peroxydisulfate | 1 | 0.05 | g. | -
RM | L-Methionine (IV) | Iron | 4 | - | Analytical balance 4 dg | 5 | 5 | min | -
RM | L-Methionine (IV) | Iron | 4 | - | Analytical balance 5 dg | 5 | 5 | min | -
RM | L-Methionine (IV) | Related compounds | 1 | - | HPLC | 5 | 2880 | min | -
RM | L-Methionine (IV) | Related compounds | 1 | - | Phosphoric acid | 2 | 23 | ml. | 4139
RM | L-Methionine (IV) | Related compounds | 1 | A019 | Acetonitrile | 1 | 1000 | ml. | -
RM | L-Methionine (IV) | Related compounds | 1 | - | Volumetric flask 2000 ml. | 4 | 1 | pcs | -
RM | L-Methionine (IV) | Related compounds | 1 | - | Volumetric flask 1000 ml. | 4 | 1 | pcs | -
RM | L-Methionine (IV) | Related compounds | 1 | - | Volumetric flask 50 ml. | 4 | 1 | pcs | -
RM | L-Methionine (IV) | Related compounds | 5 | - | Volumetric flask 10 ml. | 4 | 1 | pcs | -
RM | L-Methionine (IV) | Optical rotation | 1 | - | Volumetric flask 100 ml. | 4 | 3 | pcs | -
RM | L-Methionine (IV) | Optical rotation | 1 | - | Analytical balance 4 dg | 5 | 5 | min | -
RM | L-Methionine (IV) | Optical rotation | 1 | - | Measurements of optical | 5 | 5 | min | -
RM | L-Methionine (IV) | Optical rotation | 3 | - | 6 N Hydrochloric acid | 2 | 100 | ml. | 4039
RM | L-Methionine (IV) | Loss on drying | 1 | - | Hot air oven | 5 | 120 | min | -
RM | L-Methionine (IV) | Loss on drying | 1 | - | Analytical balance 4 dg | 5 | 5 | min | -
RM | L-Methionine (IV) | Loss on drying | 1 | - | Weighting bottle | 4 | 3 | pcs | -
RM | L-Tryptophan (IV) | Identification | 1 | - | FT-NIR | 5 | 20 | min | -
RM | L-Tryptophan (IV) | Assay | 1 | - | Beaker plastic 100 ml. | 4 | 4 | pcs. | -
RM | L-Tryptophan (IV) | Assay | 1 | - | Autotritrator | 5 | 20 | min | -
RM | L-Tryptophan (IV) | Assay | 1 | - | Pipet 3 ml. | 4 | 1 | pcs. | -
RM | L-Tryptophan (IV) | Assay | 1 | - | Cylinder 50 ml. | 4 | 1 | pcs. | -
RM | L-Tryptophan (IV) | Assay | 1 | F005 | Formic acid | 1 | 6 | ml. | -
RM | L-Tryptophan (IV) | Assay | 1 | A020 | Acetic acid, Glacial | 1 | 50 | ml. | -
RM | L-Tryptophan (IV) | Assay | 4 | - | 0.1 N Perchloric acid VS. | 2 | 10 | ml. | 3017
RM | L-Tryptophan (IV) | Assay | 1 | - | Analytical balance 4 dg | 5 | 5 | min | -
RM | L-Tryptophan (IV) | Assay | 1 | - | Analytical balance 5 dg | 5 | 5 | min | -
RM | L-Tryptophan (IV) | Assay | 1 | M013 | Mercury (II) acetate | 1 | 6 | g. | -
RM | L-Tryptophan (IV) | Assay | 1 | A020 | Acetic acid, Glacial | 1 | 100 | ml. | -
RM | L-Tryptophan (IV) | Residue on ignition | 1 | - | Crucible 50 ml. | 4 | 3 | pcs | -
RM | L-Tryptophan (IV) | Residue on ignition | 3 | S016 | Sulfuric acid | 1 | 1 | ml. | -
RM | L-Tryptophan (IV) | Residue on ignition | 1 | - | Hot plate | 4 | 1 | pcs | -
RM | L-Tryptophan (IV) | Residue on ignition | 1 | - | Muffle furnace | 4 | 480 | min | -
RM | L-Tryptophan (IV) | Residue on ignition | 1 | - | Analytical balance 4 dg | 5 | 5 | min | -
RM | L-Tryptophan (IV) | Chloride | 4 | - | Glass tube 50 ml. | 4 | 4 | pcs | -
RM | L-Tryptophan (IV) | Chloride | 4 | - | Pipet 1 ml. | 4 | 3 | pcs | -
RM | L-Tryptophan (IV) | Chloride | 4 | - | Beaker 50 ml. | 4 | 3 | pcs | -
RM | L-Tryptophan (IV) | Chloride | 4 | - | 0.02 N Hydrochloric acid TS. | 2 | 0.5 | ml. | None in WI
RM | L-Tryptophan (IV) | Chloride | 4 | N011 | Nitric acid | 1 | 1 | ml. | -
RM | L-Tryptophan (IV) | Chloride | 4 | - | 0.1 N Silver nitrate TS. | 2 | 1 | ml. | 4076
RM | L-Tryptophan (IV) | Chloride | 4 | - | Analytical balance 4 dg | 5 | 5 | min | -
RM | L-Tryptophan (IV) | Chloride | 4 | - | Analytical balance 5 dg | 5 | 5 | min | -
RM | L-Tryptophan (IV) | Sulfare | 4 | - | 3 N Hydrochloric acid | 2 | 1 | ml. | 4037
RM | L-Tryptophan (IV) | Sulfare | 4 | - | Barium chloride TS. | 2 | 1 | ml. | 4015
RM | L-Tryptophan (IV) | Sulfare | 4 | - | Glass tube 50 ml. | 4 | 2 | pcs | -
RM | L-Tryptophan (IV) | Sulfare | 4 | - | Beaker 50 ml. | 4 | 3 | pcs | -
RM | L-Tryptophan (IV) | Sulfare | 4 | - | Analytical balance 4 dg | 5 | 5 | min | -
RM | L-Tryptophan (IV) | Sulfare | 4 | - | Analytical balance 5 dg | 5 | 5 | min | -
RM | L-Tryptophan (IV) | Iron | 4 | - | 2 N Sulfuric acid | 2 | 20 | ml. | 4094
RM | L-Tryptophan (IV) | Iron | 4 | - | Pipet 10 ml. | 4 | 2 | pcs | -
RM | L-Tryptophan (IV) | Iron | 4 | - | Volumetric flask 1000 ml. | 4 | 1 | pcs | -
RM | L-Tryptophan (IV) | Iron | 4 | - | Beaker 100 ml. | 4 | 1 | pcs | -
RM | L-Tryptophan (IV) | Iron | 4 | - | Ammonium thiocyanate | 2 | 30 | g. | 4013
RM | L-Tryptophan (IV) | Iron | 4 | - | Volumetric flask 100 ml. | 4 | 1 | pcs | -
RM | L-Tryptophan (IV) | Iron | 4 | H002 | Hydrochloric acid | 1 | 2 | ml. | -
RM | L-Tryptophan (IV) | Iron | 4 | - | Pipet 2 ml. | 4 | 1 | pcs | -
RM | L-Tryptophan (IV) | Iron | 4 | A031 | Ammonium peroxydisulfate | 1 | 0.05 | g. | -
RM | L-Tryptophan (IV) | Iron | 4 | - | Analytical balance 4 dg | 5 | 5 | min | -
RM | L-Tryptophan (IV) | Iron | 4 | - | Analytical balance 5 dg | 5 | 5 | min | -
RM | L-Tryptophan (IV) | Related compounds | 1 | - | HPLC | 5 | 2880 | min | -
RM | L-Tryptophan (IV) | Related compounds | 1 | T012 | Trifluoroacetic acid | 1 | 4 | ml. | -
RM | L-Tryptophan (IV) | Related compounds | 1 | A019 | Acetonitrile | 1 | 1000 | ml. | -
RM | L-Tryptophan (IV) | Related compounds | 1 | - | Volumetric flask 2000 ml. | 4 | 1 | pcs | -
RM | L-Tryptophan (IV) | Related compounds | 1 | - | Volumetric flask 1000 ml. | 4 | 3 | pcs | -
RM | L-Tryptophan (IV) | Related compounds | 1 | - | Volumetric flask 50 ml. | 4 | 1 | pcs | -
RM | L-Tryptophan (IV) | Related compounds | 1 | - | Volumetric flask 10 ml. | 4 | 3 | pcs | -
RM | L-Tryptophan (IV) | Optical rotation | 1 | - | Volumetric flask 100 ml. | 4 | 3 | pcs | -
RM | L-Tryptophan (IV) | Optical rotation | 1 | - | Analytical balance 4 dg | 5 | 5 | min | -
RM | L-Tryptophan (IV) | Optical rotation | 1 | - | Measurements of optical | 5 | 5 | min | -
RM | L-Tryptophan (IV) | Loss on drying | 1 | - | Hot air oven | 5 | 120 | min | -
RM | L-Tryptophan (IV) | Loss on drying | 1 | - | Analytical balance 4 dg | 5 | 5 | min | -
RM | L-Tryptophan (IV) | Loss on drying | 1 | - | Weighting bottle | 4 | 3 | pcs | -
RM | L-Tryptophan (IV) | pH | 1 | - | pH meter | 5 | 5 | min | -
RM | L-Tryptophan (IV) | pH | 1 | - | Beaker 100 ml. | 4 | 3 | pcs | -

## Standard
Work type | Product | Test item | Replicate per 1 sample | Item no. | Item | Type | Quility per 1 rep | Unit | Reagent No. if type 2
Routine | L-Histidine | Chloride | 1 | - | 0.02 N Hydrochloric acid | 2 | 0.5 | ml. | None in WI
Routine | L-Histidine | Sulfare | 1 | - | 0.02 N Sulfuric acid | 2 | 0.1 | ml. | 4099
Routine | L-Histidine | Iron | 1 | - | Ferric ammonium sulfate | 2 | 0.8634 | g. | None in WI
Routine | L-Histidine | Related compounds | 1 | R023 | Reference L-Histidine | 1 | 0.005 | g. | -
Routine | L-Histidine | Related compounds | 1 | R012 | Reference L-Proline | 1 | 0.005 | g. | -
Routine | L-Histidine | pH | 1 | P009 | Buffer pH 2.00 | 1 | 10 | ml. | -
Routine | L-Histidine | pH | 1 | P011 | Buffer pH 7.00 | 1 | 10 | ml. | -
Routine | L-Histidine | pH | 1 | P008 | Buffer pH 10.00 | 1 | 10 | ml. | -
Routine | L-Histidine | pH | 1 | P010 | Buffer pH 4.01 | 1 | 10 | ml. | -
Routine | L-Histidine | pH | 1 | P012 | Buffer pH 9.21 | 1 | 10 | ml. | -
Routine | L-Alanine | Chloride | 1 | - | 0.02 N Hydrochloric acid | 2 | 0.5 | ml. | None in WI
Routine | L-Alanine | Sulfare | 1 | - | 0.02 N Sulfuric acid | 2 | 0.1 | ml. | 4099
Routine | L-Alanine | Iron | 1 | - | Ferric ammonium sulfate | 2 | 0.8634 | g. | None in WI
Routine | L-Alanine | pH | 1 | P009 | Buffer pH 2.00 | 1 | 10 | ml. | -
Routine | L-Alanine | pH | 1 | P011 | Buffer pH 7.00 | 1 | 10 | ml. | -
Routine | L-Alanine | pH | 1 | P008 | Buffer pH 10.00 | 1 | 10 | ml. | -
Routine | L-Alanine | pH | 1 | P010 | Buffer pH 4.01 | 1 | 10 | ml. | -
Routine | L-Alanine | pH | 1 | P012 | Buffer pH 9.21 | 1 | 10 | ml. | -
Routine | L-Alanine | Related compounds | 1 | M008 | Maleic acid AR | 1 | 0.001 | g. | -
Routine | L-Alanine | Related compounds | 1 | M009 | Malic acid AR | 1 | 0.06 | g. | -
Routine | L-Alanine | Related compounds | 1 | R043 | Reference Fumaric acid | 1 | 0.001 | g. | -
Routine | L-Arginine | Chloride | 1 | - | 0.02 N Hydrochloric acid | 2 | 0.5 | ml. | None in WI
Routine | L-Arginine | Sulfare | 1 | - | 0.02 N Sulfuric acid | 2 | 0.1 | ml. | 4099
Routine | L-Arginine | Iron | 1 | - | Ferric ammonium sulfate | 2 | 0.8634 | g. | None in WI
Routine | L-Arginine | Related compounds | 1 | R007 | Reference L-Arginine | 1 | 0.005 | g. | -
Routine | L-Arginine | Related compounds | 1 | R010 | Reference L-Lysine HCl | 1 | 0.005 | g. | -
Routine | L-Proline | Chloride | 1 | - | 0.02 N Hydrochloric acid | 2 | 0.5 | ml. | None in WI
Routine | L-Proline | Sulfare | 1 | - | 0.02 N Sulfuric acid | 2 | 0.1 | ml. | 4099
Routine | L-Proline | Iron | 1 | - | Ferric ammonium sulfate | 2 | 0.8634 | g. | None in WI
Routine | L-Proline | Related compounds | 1 | R012 | Reference L-Proline | 1 | 0.005 | g. | -
Routine | L-Proline | Related compounds | 1 | R014 | Reference L-Threonine | 1 | 0.005 | g. | -
Routine | L-Tyrosine | Chloride | 4 | - | 0.02 N Hydrochloric acid | 2 | 0.5 | ml. | None in WI
Routine | L-Tyrosine | Sulfare | 4 | - | 0.02 N Sulfuric acid | 2 | 0.1 | ml. | 4099
Routine | L-Tyrosine | Iron | 4 | - | Ferric ammonium sulfate | 2 | 0.8634 | g. | None in WI
Routine | L-Tyrosine | Related compounds | 1 | R016 | Reference L-Tyrosine | 1 | 0.005 | g. | -
Routine | L-Tyrosine | Related compounds | 1 | R041 | Reference L-Phenylalanine | 1 | 0.005 | g. | -
Routine | L-Glutamic acid | Chloride | 4 | - | 0.02 N Hydrochloric acid | 2 | 0.5 | ml. | None in WI
Routine | L-Glutamic acid | Sulfare | 4 | - | 0.02 N Sulfuric acid | 2 | 0.1 | ml. | 4099
Routine | L-Glutamic acid | Iron | 4 | - | Ferric ammonium sulfate | 2 | 0.8634 | g. | None in WI
Routine | L-Glutamic acid | Related compounds | 1 | R004 | Reference Glutamic acid | 1 | 0.005 | g. | -
Routine | L-Glutamic acid | Related compounds | 1 | R004 | Reference Glutamic acid | 1 | 0.005 | g. | -
Routine | L-Serine | Chloride | 4 | - | 0.02 N Hydrochloric acid | 2 | 0.5 | ml. | None in WI
Routine | L-Serine | Sulfare | 4 | - | 0.02 N Sulfuric acid | 2 | 0.1 | ml. | 4099
Routine | L-Serine | Iron | 4 | - | Ferric ammonium sulfate | 2 | 0.8634 | g. | None in WI
Routine | L-Serine | Related compounds | 1 | R013 | Reference L-Serine | 1 | 0.005 | g. | -
Routine | L-Serine | Related compounds | 1 | R011 | Reference L-Methionine | 1 | 0.005 | g. | -
Routine | Maltodextrin DE- 12 | Lead (AS Pb) | 1 | S052 | Standard Lead ICP 1000 ppm | 1 | 2 | ml. | -
Routine | Maltodextrin DE- 12 | Sodium | 1 | S058 | Standard Sodium ICP 1000 ppm | 1 | 1 | ml. | -
Routine | Maltodextrin DE- 13 | Sodium | 1 | S056 | Standard Potassium ICP 1000 ppm | 1 | 1 | ml. | -
Routine | Maltodextrin DE- 14 | Sodium | 1 | S054 | Standard Manganese ICP 1000 ppm | 1 | 1 | ml. | -
Routine | Sucrose | Heavy metals | 1 | S052 | Standard Lead ICP 1000 ppm | 1 | 1 | ml. | -
Routine | Soy protein isolate | Heavy metals | 1 | S052 | Standard Lead ICP 1000 ppm | 1 | 1 | ml. | -
Routine | Soy protein isolate | Sodium + Potassium | 1 | S058 | Standard Sodium ICP 1000 ppm | 1 | 7.5 | ml. | -
Routine | Soy protein isolate | Sodium + Potassium | 1 | S056 | Standard Potassium ICP 1000 ppm | 1 | 7.5 | ml. | -
Routine | Sodium caseinate | Lead | 1 | S052 | Standard Lead ICP 1000 ppm | 1 | 5 | ml. | -
Routine | Sodium caseinate | Sodium + Potassium | 1 | S058 | Standard Sodium ICP 1000 ppm | 1 | 3.5 | ml. | -
Routine | Sodium caseinate | Sodium + Potassium | 1 | S056 | Standard Potassium ICP 1000 ppm | 1 | 7 | ml. | -
Routine | Vaniila coaton M-0615 | Heavy metals | 1 | S052 | Standard Lead ICP 1000 ppm | 1 | 1 | ml. | -
Routine | Evodry vaniila crown milk flavor 318853 | Heavy metals (Tin,Zinc,Copper) | 1 | S048 | Standard Copper ICP 1000 ppm | 1 | 0.14 | ml. | -
Routine | Evodry vaniila crown milk flavor 318853 | Heavy metals (Tin,Zinc,Copper) | 1 | S063 | Standard Zinc ICP 1000 ppm | 1 | 0.7 | ml. | -
Routine | Evodry vaniila crown milk flavor 318853 | Heavy metals (Tin,Zinc,Copper) | 1 | S062 | Standard Tin ICP 1000 ppm | 1 | 1.4 | ml. | -
Routine | Evodry vaniila crown milk flavor 318853 | Heavy metals (Lead) | 1 | S052 | Standard Lead ICP 1000 ppm | 1 | 0.6 | ml. | -
Routine | Fresh milk flavor WL-MKFP-4 | Heavy metals (Tin,Zinc,Copper) | 1 | S048 | Standard Copper ICP 1000 ppm | 1 | 0.14 | ml. | -
Routine | Fresh milk flavor WL-MKFP-4 | Heavy metals (Tin,Zinc,Copper) | 1 | S063 | Standard Zinc ICP 1000 ppm | 1 | 0.7 | ml. | -
Routine | Fresh milk flavor WL-MKFP-4 | Heavy metals (Tin,Zinc,Copper) | 1 | S062 | Standard Tin ICP 1000 ppm | 1 | 1.4 | ml. | -
Routine | Fresh milk flavor WL-MKFP-4 | Heavy metals (Lead) | 1 | S052 | Standard Lead ICP 1000 ppm | 1 | 0.6 | ml. | -
Routine | Japanese rice flavour rods 002016 | Heavy metals (Tin,Zinc,Copper) | 1 | S048 | Standard Copper ICP 1000 ppm | 1 | 0.14 | ml. | -
Routine | Japanese rice flavour rods 002016 | Heavy metals (Tin,Zinc,Copper) | 1 | S063 | Standard Zinc ICP 1000 ppm | 1 | 0.7 | ml. | -
Routine | Japanese rice flavour rods 002016 | Heavy metals (Tin,Zinc,Copper) | 1 | S062 | Standard Tin ICP 1000 ppm | 1 | 1.4 | ml. | -
Routine | Japanese rice flavour rods 002016 | Heavy metals (Lead) | 1 | S052 | Standard Lead ICP 1000 ppm | 1 | 0.6 | ml. | -
Routine | WL-HM-10 Melon flavor powder | Heavy metals (Tin,Zinc,Copper) | 1 | S048 | Standard Copper ICP 1000 ppm | 1 | 0.14 | ml. | -
Routine | WL-HM-10 Melon flavor powder | Heavy metals (Tin,Zinc,Copper) | 1 | S063 | Standard Zinc ICP 1000 ppm | 1 | 0.7 | ml. | -
Routine | WL-HM-10 Melon flavor powder | Heavy metals (Tin,Zinc,Copper) | 1 | S062 | Standard Tin ICP 1000 ppm | 1 | 1.4 | ml. | -
Routine | WL-HM-10 Melon flavor powder | Heavy metals (Lead) | 1 | S052 | Standard Lead ICP 1000 ppm | 1 | 0.6 | ml. | -
Routine | Pandan flavour powder 889081 | Heavy metals (Tin,Zinc,Copper) | 1 | S048 | Standard Copper ICP 1000 ppm | 1 | 0.14 | ml. | -
Routine | Pandan flavour powder 889081 | Heavy metals (Tin,Zinc,Copper) | 1 | S063 | Standard Zinc ICP 1000 ppm | 1 | 0.7 | ml. | -
Routine | Pandan flavour powder 889081 | Heavy metals (Tin,Zinc,Copper) | 1 | S062 | Standard Tin ICP 1000 ppm | 1 | 1.4 | ml. | -
Routine | Pandan flavour powder 889081 | Heavy metals (Lead) | 1 | S052 | Standard Lead ICP 1000 ppm | 1 | 0.6 | ml. | -
Routine | Melon flavour powder 8196391 | Heavy metals (Tin,Zinc,Copper) | 1 | S048 | Standard Copper ICP 1000 ppm | 1 | 0.14 | ml. | -
Routine | Melon flavour powder 8196391 | Heavy metals (Tin,Zinc,Copper) | 1 | S063 | Standard Zinc ICP 1000 ppm | 1 | 0.7 | ml. | -
Routine | Melon flavour powder 8196391 | Heavy metals (Tin,Zinc,Copper) | 1 | S062 | Standard Tin ICP 1000 ppm | 1 | 1.4 | ml. | -
Routine | Melon flavour powder 8196391 | Heavy metals (Lead) | 1 | S052 | Standard Lead ICP 1000 ppm | 1 | 0.6 | ml. | -
Routine | Vanilla cream flavor 229795 | Heavy metals (Tin,Zinc,Copper) | 1 | S048 | Standard Copper ICP 1000 ppm | 1 | 0.14 | ml. | -
Routine | Vanilla cream flavor 229795 | Heavy metals (Tin,Zinc,Copper) | 1 | S063 | Standard Zinc ICP 1000 ppm | 1 | 0.7 | ml. | -
Routine | Vanilla cream flavor 229795 | Heavy metals (Tin,Zinc,Copper) | 1 | S062 | Standard Tin ICP 1000 ppm | 1 | 1.4 | ml. | -
Routine | Vanilla cream flavor 229795 | Heavy metals (Lead) | 1 | S052 | Standard Lead ICP 1000 ppm | 1 | 0.6 | ml. | -
Routine | Honey flavor S-108183 | Heavy metals (Tin,Zinc,Copper) | 1 | S048 | Standard Copper ICP 1000 ppm | 1 | 0.14 | ml. | -
Routine | Honey flavor S-108183 | Heavy metals (Tin,Zinc,Copper) | 1 | S063 | Standard Zinc ICP 1000 ppm | 1 | 0.7 | ml. | -
Routine | Honey flavor S-108183 | Heavy metals (Tin,Zinc,Copper) | 1 | S062 | Standard Tin ICP 1000 ppm | 1 | 1.4 | ml. | -
Routine | Honey flavor S-108183 | Heavy metals (Lead) | 1 | S052 | Standard Lead ICP 1000 ppm | 1 | 0.6 | ml. | -
Routine | Vanilla flavor P-160813 | Heavy metals (Tin,Zinc,Copper) | 1 | S048 | Standard Copper ICP 1000 ppm | 1 | 0.14 | ml. | -
Routine | Vanilla flavor P-160813 | Heavy metals (Tin,Zinc,Copper) | 1 | S063 | Standard Zinc ICP 1000 ppm | 1 | 0.7 | ml. | -
Routine | Vanilla flavor P-160813 | Heavy metals (Tin,Zinc,Copper) | 1 | S062 | Standard Tin ICP 1000 ppm | 1 | 1.4 | ml. | -
Routine | Vanilla flavor P-160813 | Heavy metals (Lead) | 1 | S052 | Standard Lead ICP 1000 ppm | 1 | 0.6 | ml. | -
Routine | Orange durarome flavour 860217 TD0991 | Heavy metals (Tin,Zinc,Copper) | 1 | S048 | Standard Copper ICP 1000 ppm | 1 | 0.14 | ml. | -
Routine | Orange durarome flavour 860217 TD0991 | Heavy metals (Tin,Zinc,Copper) | 1 | S063 | Standard Zinc ICP 1000 ppm | 1 | 0.7 | ml. | -
Routine | Orange durarome flavour 860217 TD0991 | Heavy metals (Tin,Zinc,Copper) | 1 | S062 | Standard Tin ICP 1000 ppm | 1 | 1.4 | ml. | -
Routine | Orange durarome flavour 860217 TD0991 | Heavy metals (Lead) | 1 | S052 | Standard Lead ICP 1000 ppm | 1 | 0.6 | ml. | -
Routine | Orange durarome flavour 860217 TD0991 | Heavy metals (Tin,Zinc,Copper) | 1 | S048 | Standard Copper ICP 1000 ppm | 1 | 0.14 | ml. | -
Routine | Orange durarome flavour 860217 TD0991 | Heavy metals (Tin,Zinc,Copper) | 1 | S063 | Standard Zinc ICP 1000 ppm | 1 | 0.7 | ml. | -
Routine | Orange durarome flavour 860217 TD0991 | Heavy metals (Tin,Zinc,Copper) | 1 | S062 | Standard Tin ICP 1000 ppm | 1 | 1.4 | ml. | -
Routine | Orange durarome flavour 860217 TD0991 | Heavy metals (Lead) | 1 | S052 | Standard Lead ICP 1000 ppm | 1 | 0.6 | ml. | -
Routine | Milk flavor powder M-4417 | Heavy metals (Tin,Zinc,Copper) | 1 | S048 | Standard Copper ICP 1000 ppm | 1 | 0.14 | ml. | -
Routine | Milk flavor powder M-4417 | Heavy metals (Tin,Zinc,Copper) | 1 | S063 | Standard Zinc ICP 1000 ppm | 1 | 0.7 | ml. | -
Routine | Milk flavor powder M-4417 | Heavy metals (Tin,Zinc,Copper) | 1 | S062 | Standard Tin ICP 1000 ppm | 1 | 1.4 | ml. | -
Routine | Milk flavor powder M-4417 | Heavy metals (Lead) | 1 | S052 | Standard Lead ICP 1000 ppm | 1 | 0.6 | ml. | -
Routine | Japanese rice flavor 000676 TP0504 | Heavy metals (Tin,Zinc,Copper) | 1 | S048 | Standard Copper ICP 1000 ppm | 1 | 0.14 | ml. | -
Routine | Japanese rice flavor 000676 TP0504 | Heavy metals (Tin,Zinc,Copper) | 1 | S063 | Standard Zinc ICP 1000 ppm | 1 | 0.7 | ml. | -
Routine | Japanese rice flavor 000676 TP0504 | Heavy metals (Tin,Zinc,Copper) | 1 | S062 | Standard Tin ICP 1000 ppm | 1 | 1.4 | ml. | -
Routine | Japanese rice flavor 000676 TP0504 | Heavy metals (Lead) | 1 | S052 | Standard Lead ICP 1000 ppm | 1 | 0.6 | ml. | -
Routine | Whey protein isolate | Lead | 1 | S052 | Standard Lead ICP 1000 ppm | 1 | 5 | ml. | -
Routine | Peptide PBF | Heavy metals | 1 | S052 | Standard Lead ICP 1000 ppm | 1 | 1 | ml. | -
Routine | Peptide PBF | Sodium + Potassium | 1 | S058 | Standard Sodium ICP 1000 ppm | 1 | 6.5 | ml. | -
Routine | Peptide PBF | Sodium + Potassium | 1 | S056 | Standard Potassium ICP 1000 ppm | 1 | 6.5 | ml. | -
Routine | Taurine | Heavy matals | 1 | S052 | Standard Lead ICP 1000 ppm | 1 | 1 | ml. | -
Routine | Taurine | Iron | 1 | S051 | Standard Iron ICP 1000 ppm | 1 | 1 | ml. | -
Routine | Soy lecithin | Heavy matals | 1 | S052 | Standard Lead ICP 1000 ppm | 1 | 1 | ml. | -
Routine | L-Valine (IV) | Related compounds | 1 | R017 | Reference L-Valine | 1 | 0.001 | ml. | -
Routine | L-Valine (IV) | Related compounds | 1 | R041 | Reference L-Phenylalanine | 1 | 0.001 | ml. | -
Routine | L-Isoleucine (IV) | Related compounds | 1 | R040 | Reference L-Isoleucine | 1 | 0.001 | ml. | -
Routine | L-Isoleucine (IV) | Related compounds | 1 | R017 | Reference L-Valine | 1 | 0.001 | ml. | -
Routine | L-Phenylalanine (IV) | Related compounds | 1 | R041 | Reference L-Phenylalanine | 1 | 0.001 | ml. | -
Routine | L-Phenylalanine (IV) | Related compounds | 1 | R016 | Reference L-Tyrosine | 1 | 0.001 | ml. | -
Routine | L-Lysine hydrochloride (IV) | Related compounds | 1 | R010 | Reference L-Lysine HCl | 1 | 0.001 | ml. | -
Routine | L-Lysine hydrochloride (IV) | Related compounds | 1 | R008 | Reference L-Arginine HCl | 1 | 0.001 | ml. | -
Routine | L-Cysteline (IV) | Heavy matals | 1 | S052 | Standard Lead ICP 1000 ppm | 1 | 1 | ml. | -
Routine | L-Cysteline (IV) | Iron | 1 | S051 | Standard Iron ICP 1000 ppm | 1 | 1 | ml. | -
Routine | L-Leucine (IV) | Related compounds | 1 | R017 | Reference L-Valine | 1 | 0.01 | ml. | -
Routine | L-Leucine (IV) | Related compounds | 1 | R042 | Reference L-Leucine | 1 | 0.01 | ml. | -
Routine | L-Threonine (IV) | Related compounds | 1 | R014 | Reference L-Threonine | 1 | 0.01 | ml. | -
Routine | L-Threonine (IV) | Related compounds | 1 | R012 | Reference L-Proline | 1 | 0.01 | ml. | -
Routine | L-Arginine hydrochloride (IV) | Chromatographic purity | 1 | R010 | Reference L-Lysine HCl | 1 | 0.01 | ml. | -
Routine | L-Arginine hydrochloride (IV) | Chromatographic purity | 1 | R008 | Reference L-Arginine HCl | 1 | 0.01 | ml. | -
Routine | L-Histidine hydrochloride hydrate (IV) | Ammonium | 1 | A008 | Ammonium chloride | 1 | 2.97 | g. | -
Routine | L-Lysine acetate (IV) | Related compounds | 1 | R025 | Reference L-Lysine acetate | 1 | 0.01 | ml. | -
Routine | L-Lysine acetate (IV) | Related compounds | 1 | R008 | Reference L-Arginine HCl | 1 | 0.01 | ml. | -
Routine | L-Aspartic acid (IV) | Related compounds | 1 | R043 | Reference Fumaric acid | 1 | 0.01 | g. | -
Routine | L-Aspartic acid (IV) | Related compounds | 1 | M009 | Malic acid AR | 1 | 0.035 | g. | -
Routine | L-Aspartic acid (IV) | Related compounds | 1 | M008 | Maleic acid AR | 1 | 0.001 | g. | -
Routine | L-Aspartic alanine (IV) | Related compounds | 1 | R043 | Reference Fumaric acid | 1 | 0.001 | g. | -
Routine | L-Aspartic alanine (IV) | Related compounds | 1 | M009 | Malic acid AR | 1 | 0.07 | g. | -
Routine | L-Aspartic alanine (IV) | Related compounds | 1 | M008 | Maleic acid AR | 1 | 0.001 | g. | -
Routine | N-Acetyl-Cystein | Assay | 1 | R041 | Reference L-Phenylalanine | 1 | 0.025 | g. | -
Routine | N-Acetyl-Cystein | Assay | 1 | R044 | Reference N-Acetyl-L-Cysteine | 1 | 0.025 | g. | -
Routine | Glycine | Related compounds | 1 | R024 | Reference L-Glycine | 1 | 0.01 | g. | -
Routine | Glycine | Related compounds | 1 | R035 | Reference Gly-Gly | 1 | 0.01 | g. | -
Routine | Glycine | Related compounds | 1 | R036 | Reference Gly-Gly-Gly | 1 | 0.01 | g. | -
Routine | Glycine | Related compounds | 1 | G004 | Glycine anhydride AR | 1 | 0.01 | g. | -
Routine | Glycine | Related compounds | 1 | C004 | Chloroacetic acid | 1 | 0.01 | g. | -
Routine | L-Methionine (IV) | Related compounds | 2 | R011 | Reference L-Methionine | 1 | 0.001 | g. | -
Routine | L-Methionine (IV) | Related compounds | 1 | R011 | Reference L-Methionine | 1 | 0.05 | g. | -
Routine | L-Methionine (IV) | Related compounds | 1 | R019 | Reference N-Acetyl-D,L-Methionine | 1 | 0.7 | g. | -
Routine | L-Tryptophan (IV) | Related compounds | 1 | R047 | Reference 1,1'-Ethylidenebistryptophan (Tryptophan related compound A) | 1 | 0.001 | g. | -
Routine | L-Tryptophan (IV) | Related compounds | 1 | R045 | Reference N-Acetyltryptophan (Tryptophan related compound B) | 1 | 0.003 | g. | -