## Product
Work type | Product | Test item | Replicate per 1 sample | Item no. | Item | Type | Quility per 1 rep | Unit | Reagent No. if type 2
RM | Acesulfame K | Appearance | 1 | - | None | None | None | None | -
RM | Acesulfame K | Assay | 1 | - | Weighting bottle | 4 | 1 | pcs. | -
RM | Acesulfame K | Assay | 1 | - | Hot air oven | 5 | 120 | min | -
RM | Acesulfame K | Assay | 4 | - | Erlenmeyer flask 250 ml. | 4 | 1 | pcs. | -
RM | Acesulfame K | Assay | 1 | - | Analytical balance 5 dg | 5 | 5 | min | -
RM | Acesulfame K | Assay | 1 | - | Magnetic bar | 4 | 3 | pcs. | -
RM | Acesulfame K | Assay | 1 | - | Magnetic stirrer | 4 | 1 | pcs. | -
RM | Acesulfame K | Assay | 1 | - | Burette | 4 | 1 | pcs. | -
RM | Acesulfame K | Assay | 1 | - | Stand | 4 | 1 | pcs. | -
RM | Acesulfame K | Assay | 1 | - | Beaker 100 ml. | 4 | 1 | pcs. | -
RM | Acesulfame K | Assay | 1 | - | Beaker 250 ml. | 4 | 1 | pcs. | -
RM | Acesulfame K | Assay | 1 | - | Cylinder glass 50 ml. | 4 | 1 | pcs. | -
RM | Acesulfame K | Assay | 1 | - | 0.1 N Perchloric acid | 2 | 50 | ml. | 3017
RM | Acesulfame K | Assay | 1 | - | Crystal violet TS. | 2 | 0.5 | ml. | 4141
RM | Acesulfame K | Assay | 1 | A020 | Acetic acid, Glacial | 1 | 200 | ml. | -
RM | Acesulfame K | Identification (Solubility) | 1 | - | Analytical balance 2 dg | 5 | 5 | min | -
RM | Acesulfame K | Identification (Solubility) | 1 | - | Erlenmeyer flask 300 ml. | 4 | 2 | pcs. | -
RM | Acesulfame K | Identification (Solubility) | 1 | - | Beaker 100 ml. | 4 | 2 | pcs. | -
RM | Acesulfame K | Identification (Solubility) | 1 | - | Cylinder 50 ml. | 4 | 1 | pcs. | -
RM | Acesulfame K | Identification (Solubility) | 1 | - | Cylinder glass 50 ml. | 4 | 1 | pcs. | -
RM | Acesulfame K | Identification (Solubility) | 1 | E007 | Ethanol | 1 | 50 | ml. | -
RM | Acesulfame K | Identification (Spectrophotometry) | 1 | - | Analytical balance 5 dg | 5 | 5 | min | -
RM | Acesulfame K | Identification (Spectrophotometry) | 1 | - | Beaker 50 ml. | 4 | 1 | pcs. | -
RM | Acesulfame K | Identification (Spectrophotometry) | 1 | - | Beaker 2000 ml. | 4 | 1 | pcs. | -
RM | Acesulfame K | Identification (Spectrophotometry) | 1 | - | Magnetic bar | 4 | 1 | pcs. | -
RM | Acesulfame K | Identification (Spectrophotometry) | 1 | - | Magnetic stirrer | 4 | 1 | pcs. | -
RM | Acesulfame K | Identification (Spectrophotometry) | 1 | - | UV-VIS spectrophotometer | 5 | 30 | min | -
RM | Acesulfame K | Identification (Spectrophotometry) | 1 | - | Cuvette | 4 | 2 | pcs. | -
RM | Acesulfame K | Test for potassium | 1 | - | Refer COA | None | None | None | -
RM | Acesulfame K | Precipitation test | 1 | - | Refer COA | None | None | None | -
RM | Acesulfame K | Purity (Loss on drying) | 1 | - | Analytical balance 4 dg | 5 | 5 | min | -
RM | Acesulfame K | Purity (Loss on drying) | 3 | - | Weighting bottle | 4 | 1 | pcs. | -
RM | Acesulfame K | Purity (Loss on drying) | 1 | - | Hot air oven | 5 | 120 | min | -
RM | Acesulfame K | Purity (Loss on drying) | 1 | - | Desicator | 4 | 30 | min | -
RM | Acesulfame K | Purity (pH) | 1 | - | Analytical balance 2 dg | 5 | 5 | min | -
RM | Acesulfame K | Purity (pH) | 3 | - | Beaker 150 ml. | 4 | 1 | pcs. | -
RM | Acesulfame K | Purity (pH) | 1 | - | Magnetic bar | 4 | 3 | pcs. | -
RM | Acesulfame K | Purity (pH) | 1 | - | Magnetic stirrer | 4 | 1 | pcs. | -
RM | Acesulfame K | Purity (pH) | 1 | - | pH meter | 5 | 30 | min | -
RM | Acesulfame K | Purity (Organic impurities) | 1 | - | Refer COA | None | None | None | -
RM | Acesulfame K | Purity (Fluoride) | 1 | - | Refer COA | None | None | None | -
RM | Tartrazine | Description | 1 | - | None | None | None | None | -
RM | Tartrazine | Identification (Solubility) | 1 | - | Analytical balance 2 dg | 5 | 5 | min | -
RM | Tartrazine | Identification (Solubility) | 1 | - | Erlenmeyer flask 300 ml. | 4 | 2 | pcs. | -
RM | Tartrazine | Identification (Solubility) | 1 | - | Beaker 100 ml. | 4 | 2 | pcs. | -
RM | Tartrazine | Identification (Solubility) | 1 | - | Cylinder 50 ml. | 4 | 1 | pcs. | -
RM | Tartrazine | Identification (Solubility) | 1 | - | Cylinder glass 100 ml. | 4 | 1 | pcs. | -
RM | Tartrazine | Identification (Solubility) | 1 | E007 | Ethanol | 1 | 50 | ml. | -
RM | Tartrazine | Purity (Water-insoluble matter) | 1 | - | Refer COA | None | None | None | -
RM | Tartrazine | Purity (Lead) | 1 | - | Refer COA | None | None | None | -
RM | Tartrazine | Purity (Ether-extractable matter) | 1 | - | Refer COA | None | None | None | -
RM | Ponceau 4R | Description | 1 | - | None | None | None | None | -
RM | Ponceau 4R | Identification (Solubility) | 1 | - | Analytical balance 2 dg | 5 | 5 | min | -
RM | Ponceau 4R | Identification (Solubility) | 1 | - | Erlenmeyer flask 300 ml. | 4 | 2 | pcs. | -
RM | Ponceau 4R | Identification (Solubility) | 1 | - | Beaker 100 ml. | 4 | 2 | pcs. | -
RM | Ponceau 4R | Identification (Solubility) | 1 | - | Cylinder 50 ml. | 4 | 1 | pcs. | -
RM | Ponceau 4R | Identification (Solubility) | 1 | - | Cylinder glass 100 ml. | 4 | 1 | pcs. | -
RM | Ponceau 4R | Identification (Solubility) | 1 | E007 | Ethanol | 1 | 50 | ml. | -
RM | Ponceau 4R | Identification (Spectrophotometry) | 1 | - | Analytical balance 5 dg | 5 | 5 | min | -
RM | Ponceau 4R | Identification (Spectrophotometry) | 1 | - | Beaker 50 ml. | 4 | 1 | pcs. | -
RM | Ponceau 4R | Identification (Spectrophotometry) | 1 | - | Beaker 2000 ml. | 4 | 1 | pcs. | -
RM | Ponceau 4R | Identification (Spectrophotometry) | 1 | - | Magnetic bar | 4 | 1 | pcs. | -
RM | Ponceau 4R | Identification (Spectrophotometry) | 1 | - | Magnetic stirrer | 4 | 1 | pcs. | -
RM | Ponceau 4R | Identification (Spectrophotometry) | 1 | - | UV-VIS spectrophotometer | 5 | 30 | min | -
RM | Ponceau 4R | Identification (Spectrophotometry) | 1 | - | Cuvette | 4 | 2 | pcs. | -
RM | Ponceau 4R | Identification (Spectrophotometry) | 1 | - | Beaker 1000 ml. | 4 | 1 | pcs. | -
RM | Ponceau 4R | Identification (Spectrophotometry) | 1 | - | 0.02 M Ammonium acetate | 2 | 1000 | ml. | None in WI
RM | Ponceau 4R | Purity (Water-insoluble matter) | 1 | - | Refer COA | None | None | None | -
RM | Ponceau 4R | Purity (Lead) | 1 | - | Refer COA | None | None | None | -
RM | Ponceau 4R | Purity (Ether-extractable matter) | 1 | - | Refer COA | None | None | None | -
RM | Dry omega-3(DHA 11) | Appearance | 1 | - | None | None | None | None | -
RM | Dry omega-3(DHA 11) | Loss on drying | 1 | - | Analytical balance 4 dg | 5 | 5 | min | -
RM | Dry omega-3(DHA 11) | Loss on drying | 3 | - | Weighting bottle | 4 | 1 | pcs. | -
RM | Dry omega-3(DHA 11) | Loss on drying | 1 | - | Hot air oven | 5 | 240 | min | -
RM | Dry omega-3(DHA 11) | Loss on drying | 1 | - | Desicator | 4 | 30 | min | -
RM | Dry omega-3(DHA 11) | Tin | 1 | - | Refer form manufacture once a year | None | None | None | -
RM | Dry omega-3(DHA 11) | Lead | 1 | - | Refer COA | None | None | None | -
RM | Dry omega-3(DHA 11) | Mercury | 1 | - | Refer COA | None | None | None | -
RM | Dry omega-3(DHA 11) | Arsenic | 1 | - | Refer COA | None | None | None | -
RM | Dry omega-3(DHA 11) | Sodium + Potassium | 1 | - | Analytical balance 4 dg | 5 | 5 | min | -
RM | Dry omega-3(DHA 11) | Sodium + Potassium | 3 | - | Beaker 50 ml. | 4 | 3 | pcs. | -
RM | Dry omega-3(DHA 11) | Sodium + Potassium | 1 | - | Hot plate | 4 | 80 | min | -
RM | Dry omega-3(DHA 11) | Sodium + Potassium | 1 | - | Volumetric pipet 5 ml. | 4 | 3 | pcs. | -
RM | Dry omega-3(DHA 11) | Sodium + Potassium | 1 | N011 | Nitric acid | 1 | 15 | ml. | -
RM | Dry omega-3(DHA 11) | Sodium + Potassium | 1 | H003 | Hydrogen Peroxide | 1 | 15 | ml. | -
RM | Dry omega-3(DHA 11) | Sodium + Potassium | 1 | H002 | Hydrochloric acid | 1 | 15 | ml. | -
RM | Dry omega-3(DHA 11) | Sodium + Potassium | 1 | - | กระจกนาฬิกา | 4 | 3 | pcs. | -
RM | Dry omega-3(DHA 11) | Sodium + Potassium | 1 | - | Volumetric flask 50 ml. | 4 | 3 | pcs. | -
RM | Dry omega-3(DHA 11) | Sodium + Potassium | 1 | - | Volumetric flask 100 ml. | 4 | 8 | pcs. | -
RM | Dry omega-3(DHA 11) | Sodium + Potassium | 1 | - | Funnel plastic | 4 | 3 | pcs. | -
RM | Dry omega-3(DHA 11) | Sodium + Potassium | 1 | - | Filter paper No.542 | 3 | 4 | pcs. | -
RM | Dry omega-3(DHA 11) | Sodium + Potassium | 1 | - | ICP-OES | 5 | 60 | min | -
RM | Dry omega-3(DHA 11) | Sodium + Potassium | 1 | - | Ammonium molybdate 10000 ppm | 2 | 11 | ml. | 4201
RM | Dry omega-3(DHA 11) | Sodium + Potassium | 1 | - | 50% Nitric acid TS. | 2 | 10 | ml. | 4202
RM | Dry omega-3(DHA 11) | Sodium + Potassium | 1 | - | Volumetric pipet 2 ml. | 4 | 1 | pcs. | -
RM | Dry omega-3(DHA 11) | Sodium + Potassium | 1 | - | Volumetric pipet 1 ml. | 4 | 1 | pcs. | -
RM | Zerose erythritol 16952 | Description | 1 | - | None | None | None | None | -
RM | Zerose erythritol 16952 | Assay | 1 | - | Refer COA | None | None | None | -
RM | Zerose erythritol 16952 | Identification (Solubility) | 1 | - | Analytical balance 2 dg | 5 | 5 | min | -
RM | Zerose erythritol 16952 | Identification (Solubility) | 1 | - | Erlenmeyer flask 300 ml. | 4 | 3 | pcs. | -
RM | Zerose erythritol 16952 | Identification (Solubility) | 1 | - | Beaker 150 ml. | 4 | 2 | pcs. | -
RM | Zerose erythritol 16952 | Identification (Solubility) | 1 | - | Beaker 50 ml. | 4 | 1 | pcs. | -
RM | Zerose erythritol 16952 | Identification (Solubility) | 1 | - | Cylinder glass 25 ml. | 4 | 1 | pcs. | -
RM | Zerose erythritol 16952 | Identification (Solubility) | 1 | E007 | Ethanol | 1 | 100 | ml. | -
RM | Zerose erythritol 16952 | Identification (Solubility) | 1 | D022 | Diethyl ether | 1 | 20 | ml. | -
RM | Zerose erythritol 16952 | Identification (Solubility) | 1 | - | Cylinder plastic 100 ml. | 4 | 1 | pcs. | -
RM | Zerose erythritol 16952 | Identification (Solubility) | 1 | - | Cylinder glass 100 ml. | 4 | 1 | pcs. | -
RM | Zerose erythritol 16952 | Purity (Loss on drying) | 1 | - | Analytical balance 4 dg | 5 | 5 | min | -
RM | Zerose erythritol 16952 | Purity (Loss on drying) | 3 | - | Weighting bottle | 4 | 1 | pcs. | -
RM | Zerose erythritol 16952 | Purity (Loss on drying) | 1 | - | Hot air oven | 5 | 240 | min | -
RM | Zerose erythritol 16952 | Purity (Loss on drying) | 1 | - | Desicator | 4 | 30 | min | -
RM | Zerose erythritol 16952 | Purity (Sulfate ash) | 1 | - | Crucible 50 ml. | 4 | 3 | pcs | -
RM | Zerose erythritol 16952 | Purity (Sulfate ash) | 3 | S016 | Sulfuric acid | 1 | 1 | ml. | -
RM | Zerose erythritol 16952 | Purity (Sulfate ash) | 1 | - | Hot plate | 4 | 1 | pcs | -
RM | Zerose erythritol 16952 | Purity (Sulfate ash) | 1 | - | Muffle furnace | 4 | 480 | min | -
RM | Zerose erythritol 16952 | Purity (Sulfate ash) | 1 | - | Analytical balance 4 dg | 5 | 5 | min | -
RM | Zerose erythritol 16952 | Purity (Sulfate ash) | 1 | - | Desicator | 4 | 30 | min | -
RM | Zerose erythritol 16952 | Purity (Reducing substance) | 1 | - | Refer COA | None | None | None | -
RM | Zerose erythritol 16952 | Purity (Ribitol and glycerol) | 1 | - | Refer COA | None | None | None | -
RM | Zerose erythritol 16952 | Purity (Lead) | 1 | - | Analytical balance 4 dg | 5 | 5 | min | -
RM | Zerose erythritol 16952 | Purity (Lead) | 3 | - | Beaker 50 ml. | 4 | 1 | pcs | -
RM | Zerose erythritol 16952 | Purity (Lead) | 1 | - | Magnetic bar | 4 | 1 | pcs | -
RM | Zerose erythritol 16952 | Purity (Lead) | 1 | - | Magnetic stirrer | 4 | 1 | pcs | -
RM | Zerose erythritol 16952 | Purity (Lead) | 1 | - | Volumetric flask 50 ml. | 4 | 6 | pcs | -
RM | Zerose erythritol 16952 | Purity (Lead) | 1 | - | Funnel plastic | 4 | 1 | pcs | -
RM | Zerose erythritol 16952 | Purity (Lead) | 1 | - | Volumetric flask 100 ml. | 4 | 4 | pcs | -
RM | Zerose erythritol 16952 | Purity (Lead) | 1 | - | ICP-OES | 5 | 30 | min | -
RM | Zerose erythritol 16952 | Purity (Lead) | 1 | - | Graduated pipet 10 ml. | 4 | 2 | pcs | -
RM | Zerose erythritol 16952 | Purity (Lead) | 1 | - | Beaker 100 ml. | 4 | 2 | pcs | -
RM | Zerose erythritol 16952 | Purity (Lead) | 1 | S016 | Sulfuric acid | 1 | 44 | ml. | -
RM | Zerose erythritol 16952 | Purity (Lead) | 1 | H002 | Hydrochloric acid | 1 | 55 | ml. | -
RM | Zerose erythritol 16952 | Purity (Lead) | 1 | - | Filter paper No.542 | 3 | 3 | pcs | -
RM | Choline bitartrate | Description | 1 | - | None | None | None | None | -
RM | Choline bitartrate | Identification (A) | 1 | - | Analytical balance 5 dg | 5 | 5 | min | -
RM | Choline bitartrate | Identification (A) | 1 | - | Hot plate | 4 | 1 | pcs | -
RM | Choline bitartrate | Identification (A) | 1 | - | 1 N Sodium hydroxide | 2 | 3 | ml. | 4082
RM | Choline bitartrate | Identification (A) | 1 | - | Beaker 50 ml. | 4 | 1 | pcs | -
RM | Choline bitartrate | Identification (B) | 1 | - | Analytical balance 5 dg | 5 | 5 | min | -
RM | Choline bitartrate | Identification (B) | 1 | - | Beaker 50 ml. | 4 | 1 | pcs | -
RM | Choline bitartrate | Identification (B) | 1 | - | Iodine TS. | 2 | 2 | ml. | 4048
RM | Choline bitartrate | Identification (B) | 1 | - | 1 N Sodium hydroxide | 2 | 5 | ml. | 4082
RM | Choline bitartrate | Identification (B) | 1 | - | Hot plate | 4 | 1 | pcs | -
RM | Choline bitartrate | Identification (C) | 1 | - | Analytical balance 4 dg | 5 | 5 | min | -
RM | Choline bitartrate | Identification (C) | 1 | - | Beaker 50 ml. | 4 | 1 | pcs | -
RM | Choline bitartrate | Identification (C) | 1 | - | Volumetric flask 100 ml. | 4 | 1 | pcs | -
RM | Choline bitartrate | Identification (C) | 1 | - | Stirring rod | 4 | 1 | pcs | -
RM | Choline bitartrate | Identification (C) | 1 | - | Potassium furrocyanide (1 in 50) | 2 | 2 | ml. | None in WI
RM | Choline bitartrate | Identification (C) | 1 | - | Cobaitous chloride | 2 | 2 | ml. | 4020
RM | Choline bitartrate | Assay | 1 | - | Weighting bottle | 4 | 1 | pcs. | -
RM | Choline bitartrate | Assay | 1 | - | Hot air oven | 5 | 120 | min | -
RM | Choline bitartrate | Assay | 4 | - | Erlenmeyer flask 250 ml. | 4 | 1 | pcs. | -
RM | Choline bitartrate | Assay | 1 | - | Analytical balance 5 dg | 5 | 5 | min | -
RM | Choline bitartrate | Assay | 1 | - | Magnetic bar | 4 | 3 | pcs. | -
RM | Choline bitartrate | Assay | 1 | - | Magnetic stirrer | 4 | 1 | pcs. | -
RM | Choline bitartrate | Assay | 1 | - | Burette | 4 | 1 | pcs. | -
RM | Choline bitartrate | Assay | 1 | - | Stand | 4 | 1 | pcs. | -
RM | Choline bitartrate | Assay | 1 | - | Beaker 100 ml. | 4 | 1 | pcs. | -
RM | Choline bitartrate | Assay | 1 | - | Beaker 250 ml. | 4 | 1 | pcs. | -
RM | Choline bitartrate | Assay | 1 | - | Cylinder glass 50 ml. | 4 | 1 | pcs. | -
RM | Choline bitartrate | Assay | 1 | - | 0.1 N Perchloric acid | 2 | 50 | ml. | 3017
RM | Choline bitartrate | Assay | 1 | - | Crystal violet TS. | 2 | 0.5 | ml. | 4141
RM | Choline bitartrate | Assay | 1 | A020 | Acetic acid, Glacial | 1 | 200 | ml. | -
RM | Choline bitartrate | Assay | 1 | - | Water bath | 4 | 1 | pcs. | -
RM | Choline bitartrate | 4,4-Dioxane | 1 | - | Refer COA | None | None | None | -
RM | Choline bitartrate | Lead | 1 | - | Refer COA | None | None | None | -
RM | Choline bitartrate | Optical rotation | 1 | - | Analytical balance 4 dg | 5 | 5 | min | -
RM | Choline bitartrate | Optical rotation | 3 | - | Beaker 100 ml. | 4 | 1 | pcs | -
RM | Choline bitartrate | Optical rotation | 1 | - | Magnetic bar | 4 | 3 | pcs | -
RM | Choline bitartrate | Optical rotation | 1 | - | Magnetic stirrer | 4 | 1 | pcs | -
RM | Choline bitartrate | Optical rotation | 1 | - | Volumetric flask 50 ml. | 4 | 3 | pcs | -
RM | Choline bitartrate | Optical rotation | 1 | - | Polarimeter | 5 | 30 | min | -
RM | Choline bitartrate | Residue on ignition | 1 | - | Crucible 50 ml. | 4 | 3 | pcs | -
RM | Choline bitartrate | Residue on ignition | 3 | S016 | Sulfuric acid | 1 | 1 | ml. | -
RM | Choline bitartrate | Residue on ignition | 1 | - | Hot plate | 4 | 1 | pcs | -
RM | Choline bitartrate | Residue on ignition | 1 | - | Muffle furnace | 4 | 480 | min | -
RM | Choline bitartrate | Residue on ignition | 1 | - | Analytical balance 4 dg | 5 | 5 | min | -
RM | Choline bitartrate | Residue on ignition | 1 | - | Desicator | 4 | 30 | min | -
RM | Choline bitartrate | Water | 1 | - | Refer COA | None | None | None | -
RM | Jelucel of 30 | Description | 1 | - | None | None | None | None | -
RM | Jelucel of 30 | Identification (A) | 1 | - | Analytical balance 2 dg | 5 | 5 | min | -
RM | Jelucel of 30 | Identification (A) | 1 | - | Beaker 500 ml. | 4 | 1 | pcs | -
RM | Jelucel of 30 | Identification (A) | 1 | - | Polypropylene connical tube 50 ml. | 4 | 3 | pcs | -
RM | Jelucel of 30 | Identification (A) | 1 | - | Cylinder plastic 25 ml. | 4 | 1 | pcs | -
RM | Jelucel of 30 | Identification (A) | 1 | - | Cylinder plastic 100 ml. | 4 | 3 | pcs | -
RM | Jelucel of 30 | Identification (A) | 1 | - | Magnetic bar | 4 | 3 | pcs | -
RM | Jelucel of 31 | Identification (A) | 1 | - | Magnetic stirrer | 4 | 1 | pcs | -
RM | Jelucel of 30 | Identification (A) | 1 | - | Centifuge | 5 | 20 | min | -
RM | Jelucel of 30 | Identification (B) | 1 | - | 0.1% Anthrone | 2 | 20 | ml. | None in WI
RM | Jelucel of 30 | Identification (B) | 1 | - | 75% Sulfuric acid | 2 | 100 | ml. | None in WI
RM | Jelucel of 30 | Identification (B) | 1 | - | Analytical balance 5 dg | 5 | 5 | min | -
RM | Jelucel of 30 | Identification (B) | 1 | - | Beaker 50 ml. | 4 | 1 | pcs | -
RM | Jelucel of 31 | Identification (B) | 1 | - | Beaker 150 ml. | 4 | 2 | pcs | -
RM | Jelucel of 32 | Identification (B) | 1 | - | Cylinder 100 ml. | 4 | 1 | pcs | -
RM | Jelucel of 33 | Identification (B) | 1 | - | Water bath | 4 | 1 | pcs | -
RM | Jelucel of 30 | Identification (C) | 1 | - | Microscope slide | 4 | 1 | pcs | -
RM | Jelucel of 30 | Identification (C) | 1 | - | Microscope | 4 | 1 | pcs | -
RM | Jelucel of 30 | Assay | 1 | - | Refer COA | None | None | None | -
RM | Jelucel of 30 | Ash | 1 | - | Crucible 50 ml. | 4 | 3 | pcs | -
RM | Jelucel of 30 | Ash | 3 | S016 | Sulfuric acid | 1 | 1 | ml. | -
RM | Jelucel of 30 | Ash | 1 | - | Hot plate | 4 | 1 | pcs | -
RM | Jelucel of 30 | Ash | 1 | - | Muffle furnace | 4 | 480 | min | -
RM | Jelucel of 30 | Ash | 1 | - | Analytical balance 4 dg | 5 | 5 | min | -
RM | Jelucel of 30 | Ash | 1 | - | Desicator | 4 | 30 | min | -
RM | Jelucel of 30 | Chloride | 1 | - | Analytical balance 4 dg | 5 | 5 | min | -
RM | Jelucel of 30 | Chloride | 4 | - | Vacuum | 4 | 1 | pcs | -
RM | Jelucel of 30 | Chloride | 1 | - | Round bottom flask | 4 | 4 | pcs | -
RM | Jelucel of 30 | Chloride | 1 | - | อุปกรณ์ Reflux | 4 | 1 | pcs | -
RM | Jelucel of 30 | Chloride | 1 | - | Funnel plastic | 4 | 1 | pcs | -
RM | Jelucel of 30 | Chloride | 1 | - | Hot plate | 4 | 1 | pcs | -
RM | Jelucel of 30 | Chloride | 1 | - | Filter paper No.4 | 3 | 4 | pcs | -
RM | Jelucel of 30 | Chloride | 1 | - | Erlenmeyer flask 500 ml. | 4 | 4 | pcs | -
RM | Jelucel of 30 | Chloride | 1 | - | Cylinder plastic 250 ml. | 4 | 1 | pcs | -
RM | Jelucel of 30 | Chloride | 1 | N011 | Nitric acid | 1 | 14 | ml. | -
RM | Jelucel of 30 | Chloride | 1 | - | 5% Silver nitrate | 2 | 20 | ml. | None in WI
RM | Jelucel of 30 | Chloride | 1 | - | Beaker plastic 2000 ml. | 4 | 1 | pcs | -
RM | Jelucel of 30 | Chloride | 1 | - | Sintered glass filtering funnel | 4 | 4 | pcs | -
RM | Jelucel of 30 | Chloride | 1 | - | Beaker 500 ml. | 4 | 1 | pcs | -
RM | Jelucel of 30 | Chloride | 1 | - | Flask stand | 4 | 4 | pcs | -
RM | Jelucel of 30 | Chloride | 1 | - | Volumetric pipet 5 ml. | 4 | 1 | pcs | -
RM | Jelucel of 30 | Chloride | 1 | - | Hot air oven | 5 | 60 | min | -
RM | Jelucel of 30 | Chloride | 1 | - | Desicator | 4 | 30 | min | -
RM | Jelucel of 30 | Lead | 1 | - | Refer COA | None | None | None | -
RM | Jelucel of 30 | Loss on drying | 1 | - | Analytical balance 4 dg | 5 | 5 | min | -
RM | Jelucel of 30 | Loss on drying | 3 | - | Weighting bottle | 4 | 1 | pcs. | -
RM | Jelucel of 30 | Loss on drying | 1 | - | Hot air oven | 5 | 240 | min | -
RM | Jelucel of 30 | Loss on drying | 1 | - | Desicator | 4 | 30 | min | -
RM | Jelucel of 30 | pH | 1 | - | Analytical balance 2 dg | 5 | 5 | min | -
RM | Jelucel of 30 | pH | 3 | - | Beaker 150 ml. | 4 | 1 | pcs. | -
RM | Jelucel of 30 | pH | 1 | - | Magnetic bar | 4 | 3 | pcs. | -
RM | Jelucel of 30 | pH | 1 | - | Magnetic stirrer | 4 | 1 | pcs. | -
RM | Jelucel of 30 | pH | 1 | - | pH meter | 5 | 30 | min | -
RM | Jelucel of 30 | Water soluble substance | 1 | - | Analytical balance 4 dg | 5 | 5 | min | -
RM | Jelucel of 30 | Water soluble substance | 3 | - | Funnel plastic | 4 | 3 | pcs. | -
RM | Jelucel of 30 | Water soluble substance | 1 | - | Evaporating dish | 4 | 3 | pcs | -
RM | Jelucel of 30 | Water soluble substance | 1 | - | Cylinder plastic 25 ml. | 4 | 1 | pcs | -
RM | Jelucel of 30 | Water soluble substance | 1 | - | Filter paper No.2 | 3 | 3 | pcs | -
RM | Jelucel of 30 | Water soluble substance | 1 | - | Beaker 150 ml. | 4 | 3 | pcs | -
RM | Jelucel of 30 | Water soluble substance | 1 | - | Magnetic bar | 4 | 1 | pcs. | -
RM | Jelucel of 30 | Water soluble substance | 1 | - | Magnetic stirrer | 4 | 1 | pcs. | -
RM | Jelucel of 30 | Water soluble substance | 1 | - | Hot air oven | 5 | 60 | min | -
RM | Jelucel of 31 | Water soluble substance | 1 | - | Water bath | 4 | 1 | pcs. | -
RM | Jelucel of 30 | Water soluble substance | 1 | - | Desicator | 4 | 30 | min | -
RM | Jelucel of 30 | Pesticide residue (Maximum residue Limit;Dichorvos) | 1 | - | Refer test result from manufacture once a year | None | None | None | -
RM | Jelucel of 30 | Pesticide residue(Extraneous maximum residue Limit;Aldrin and dieldrin;Chlordane;DDT;Endrin;Heptachlor) | 1 | - | Refer test result from manufacture once a year | None | None | None | -
RM | Beta carotene | Description | 1 | - | Refer test result from manufacture once a year | None | None | None | -
RM | Beta carotene | Loss on drying | 1 | - | Analytical balance 4 dg | 5 | 5 | min | -
RM | Beta carotene | Loss on drying | 3 | - | Weighting bottle | 4 | 1 | pcs. | -
RM | Beta carotene | Loss on drying | 1 | - | Hot air oven | 5 | 120 | min | -
RM | Beta carotene | Loss on drying | 1 | - | Desicator | 4 | 30 | min | -
RM | Beta carotene | Solution in chloroform | 1 | - | Analytical balance 2 dg | 5 | 5 | min | -
RM | Beta carotene | Solution in chloroform | 3 | - | Stirring rod | 4 | 3 | pcs. | -
RM | Beta carotene | Solution in chloroform | 1 | - | Beaker 150 ml. | 4 | 3 | pcs. | -
RM | Beta carotene | Solution in chloroform | 1 | C015 | Chloroform | 1 | 300 | ml. | -
RM | Beta carotene | Heavy metals (As Pb) | 1 | - | Crucible 50 ml. | 4 | 2 | pcs | -
RM | Beta carotene | Heavy metals (As Pb) | 1 | - | Beaker 150 ml. | 4 | 1 | pcs | -
RM | Beta carotene | Heavy metals (As Pb) | 1 | - | Muffle furnace | 5 | 720 | min | -
RM | Beta carotene | Heavy metals (As Pb) | 1 | - | Hot plate | 4 | 360 | min | -
RM | Beta carotene | Heavy metals (As Pb) | 1 | - | Graduated pipet 1 ml. | 4 | 1 | pcs | -
RM | Beta carotene | Heavy metals (As Pb) | 1 | S016 | Sulfuric acid | 1 | 1 | ml. | -
RM | Beta carotene | Heavy metals (As Pb) | 1 | - | Phenolphthalien TS. | 2 | 0.5 | ml. | 1010
RM | Beta carotene | Heavy metals (As Pb) | 1 | - | Ammonia solution | 2 | 1 | ml. | 4109
RM | Beta carotene | Heavy metals (As Pb) | 1 | - | Sodium sulfide | 2 | 0.5 | ml. | 4087
RM | Beta carotene | Heavy metals (As Pb) | 1 | - | Glass tube 50 ml. | 4 | 2 | pcs | -
RM | Beta carotene | Heavy metals (As Pb) | 1 | - | Analytical balance 4 dg | 5 | 5 | min | -
RM | Beta carotene | Arsenic | 1 | - | Analytical balance 4 dg | 5 | 5 | min | -
RM | Beta carotene | Arsenic | 1 | - | Pipet 10 ml. | 4 | 1 | pcs | -
RM | Beta carotene | Arsenic | 1 | - | Pipet 5 ml. | 4 | 2 | pcs | -
RM | Beta carotene | Arsenic | 1 | - | Pipet 1 ml. | 4 | 4 | pcs | -
RM | Beta carotene | Arsenic | 1 | - | Pipet 2 ml. | 4 | 1 | pcs | -
RM | Beta carotene | Arsenic | 1 | - | Pipet 3 ml. | 4 | 2 | pcs | -
RM | Beta carotene | Arsenic | 1 | - | Pipet 20 ml. | 4 | 1 | pcs | -
RM | Beta carotene | Arsenic | 1 | - | Beaker 50 ml. | 4 | 1 | pcs | -
RM | Beta carotene | Arsenic | 1 | - | Volumetric flask 100 ml. | 4 | 4 | pcs | -
RM | Beta carotene | Arsenic | 1 | - | Volumetric flask 50 ml. | 4 | 2 | pcs | -
RM | Beta carotene | Arsenic | 1 | - | Volumetric flask 500 ml. | 4 | 1 | pcs | -
RM | Beta carotene | Arsenic | 1 | - | Volumetric flask 1000 ml. | 4 | 1 | pcs | -
RM | Beta carotene | Arsenic | 1 | - | Generator bottle | 4 | 4 | pcs | -
RM | Beta carotene | Arsenic | 1 | - | อุปกรณ์ Arsenic | 4 | 4 | pcs | -
RM | Beta carotene | Arsenic | 1 | - | Arseni trioxide | 2 | 0.1 | g. | None in WI
RM | Beta carotene | Arsenic | 1 | P045 | Propan-2-ol RS for HPLC | 1 | 4 | ml. | -
RM | Beta carotene | Arsenic | 1 | - | Sodium hydroxide (1 in 5) | 2 | 5 | ml. | None in WI
RM | Beta carotene | Arsenic | 1 | - | 2 N Sulfuric acid | 2 | 50 | ml. | 4094
RM | Beta carotene | Arsenic | 1 | - | 7 N Sulfuric acid | 2 | 500 | ml. | None in WI
RM | Beta carotene | Arsenic | 1 | - | Tin (II) chloride | 2 | 100 | ml. | 4190
RM | Beta carotene | Arsenic | 1 | - | Lead (II) acetate | 2 | 100 | ml. | 4112
RM | Beta carotene | Arsenic | 1 | - | Absorbing solution | 2 | 100 | ml. | 4187
RM | Beta carotene | Arsenic | 1 | - | Potassium iodide TS. | 2 | 50 | ml. | 4113
RM | Green tea flavour S-174182 | Appearance | 1 | - | None | None | None | None | -
RM | Green tea flavour S-174182 | Water content (Karl fisher) | 1 | - | Karl fisher | 5 | 90 | min | -
RM | Green tea flavour S-174182 | Water content (Karl fisher) | 1 | C009 | Combititrant 5 | 1 | 30 | ml. | -
RM | Green tea flavour S-174182 | Water content (Karl fisher) | 1 | H005 | Hydranal-Methanol Dry | 1 | 400 | ml. | -
RM | Green tea flavour S-174182 | Water content (Karl fisher) | 1 | - | Analytical balance 4 dg | 5 | 5 | min | -
RM | Green tea flavour S-174182 | Water content (Karl fisher) | 3 | - | Weighting boat plastic | 4 | 1 | pcs | -
RM | Green tea flavour S-174182 | Heavy metals (Tin,Zinc,Copper) | 1 | - | Analytical balance 4 dg | 5 | 5 | min | -
RM | Green tea flavour S-174182 | Heavy metals (Tin,Zinc,Copper) | 3 | - | Beaker 50 ml. | 4 | 1 | pcs | -
RM | Green tea flavour S-174182 | Heavy metals (Tin,Zinc,Copper) | 1 | - | Magnetic bar | 4 | 1 | pcs | -
RM | Green tea flavour S-174182 | Heavy metals (Tin,Zinc,Copper) | 1 | - | Magnetic stirrer | 4 | 1 | pcs | -
RM | Green tea flavour S-174182 | Heavy metals (Tin,Zinc,Copper) | 1 | - | Volumetric flask 50 ml. | 4 | 6 | pcs | -
RM | Green tea flavour S-174182 | Heavy metals (Tin,Zinc,Copper) | 1 | - | Funnel plastic | 4 | 1 | pcs | -
RM | Green tea flavour S-174182 | Heavy metals (Tin,Zinc,Copper) | 1 | - | Volumetric flask 100 ml. | 4 | 4 | pcs | -
RM | Green tea flavour S-174182 | Heavy metals (Tin,Zinc,Copper) | 1 | - | ICP-OES | 5 | 30 | min | -
RM | Green tea flavour S-174182 | Heavy metals (Lead) | 1 | - | Analytical balance 4 dg | 5 | 5 | min | -
RM | Green tea flavour S-174182 | Heavy metals (Lead) | 3 | - | Beaker 50 ml. | 4 | 1 | pcs | -
RM | Green tea flavour S-174182 | Heavy metals (Lead) | 1 | - | Magnetic bar | 4 | 1 | pcs | -
RM | Green tea flavour S-174182 | Heavy metals (Lead) | 1 | - | Magnetic stirrer | 4 | 1 | pcs | -
RM | Green tea flavour S-174182 | Heavy metals (Lead) | 1 | - | Volumetric flask 50 ml. | 4 | 6 | pcs | -
RM | Green tea flavour S-174182 | Heavy metals (Lead) | 1 | - | Funnel plastic | 4 | 1 | pcs | -
RM | Green tea flavour S-174182 | Heavy metals (Lead) | 1 | - | Volumetric flask 100 ml. | 4 | 4 | pcs | -
RM | Green tea flavour S-174182 | Heavy metals (Lead) | 1 | - | ICP-OES | 5 | 30 | min | -
RM | Green tea flavour S-174182 | Heavy metals (Lead) | 1 | - | Graduated pipet 10 ml. | 4 | 2 | pcs | -
RM | Green tea flavour S-174182 | Heavy metals (Lead) | 1 | - | Beaker 100 ml. | 4 | 2 | pcs | -
RM | Green tea flavour S-174182 | Heavy metals (Lead) | 1 | S016 | Sulfuric acid | 1 | 44 | ml. | -
RM | Green tea flavour S-174182 | Heavy metals (Lead) | 1 | H002 | Hydrochloric acid | 1 | 55 | ml. | -
RM | Coffee flavour 911210 | Appearance | 1 | - | None | None | None | None | -
RM | Coffee flavour 911210 | Water content (Karl fisher) | 1 | - | Karl fisher | 5 | 90 | min | -
RM | Coffee flavour 911210 | Water content (Karl fisher) | 1 | C009 | Combititrant 5 | 1 | 30 | ml. | -
RM | Coffee flavour 911210 | Water content (Karl fisher) | 1 | H005 | Hydranal-Methanol Dry | 1 | 400 | ml. | -
RM | Coffee flavour 911210 | Water content (Karl fisher) | 1 | - | Analytical balance 4 dg | 5 | 5 | min | -
RM | Coffee flavour 911210 | Water content (Karl fisher) | 3 | - | Weighting boat plastic | 4 | 1 | pcs | -
RM | Coffee flavour 911210 | Heavy metals (Lead) | 1 | - | Analytical balance 4 dg | 5 | 5 | min | -
RM | Coffee flavour 911210 | Heavy metals (Lead) | 3 | - | Beaker 50 ml. | 4 | 1 | pcs | -
RM | Coffee flavour 911210 | Heavy metals (Lead) | 1 | - | Magnetic bar | 4 | 1 | pcs | -
RM | Coffee flavour 911210 | Heavy metals (Lead) | 1 | - | Magnetic stirrer | 4 | 1 | pcs | -
RM | Coffee flavour 911210 | Heavy metals (Lead) | 1 | - | Volumetric flask 50 ml. | 4 | 6 | pcs | -
RM | Coffee flavour 911210 | Heavy metals (Lead) | 1 | - | Funnel plastic | 4 | 1 | pcs | -
RM | Coffee flavour 911210 | Heavy metals (Lead) | 1 | - | Volumetric flask 100 ml. | 4 | 4 | pcs | -
RM | Coffee flavour 911210 | Heavy metals (Lead) | 1 | - | ICP-OES | 5 | 30 | min | -
RM | Coffee flavour 911210 | Heavy metals (Lead) | 1 | - | Graduated pipet 10 ml. | 4 | 2 | pcs | -
RM | Coffee flavour 911210 | Heavy metals (Lead) | 1 | - | Beaker 100 ml. | 4 | 2 | pcs | -
RM | Coffee flavour 911210 | Heavy metals (Lead) | 1 | S016 | Sulfuric acid | 1 | 44 | ml. | -
RM | Coffee flavour 911210 | Heavy metals (Lead) | 1 | H002 | Hydrochloric acid | 1 | 55 | ml. | -
RM | Coffee flavour 911210 | Arsenic | 1 | - | Analytical balance 4 dg | 5 | 5 | min | -
RM | Coffee flavour 911210 | Arsenic | 1 | - | Pipet 10 ml. | 4 | 1 | pcs | -
RM | Coffee flavour 911210 | Arsenic | 1 | - | Pipet 5 ml. | 4 | 2 | pcs | -
RM | Coffee flavour 911210 | Arsenic | 1 | - | Pipet 1 ml. | 4 | 4 | pcs | -
RM | Coffee flavour 911210 | Arsenic | 1 | - | Pipet 2 ml. | 4 | 1 | pcs | -
RM | Coffee flavour 911210 | Arsenic | 1 | - | Pipet 3 ml. | 4 | 2 | pcs | -
RM | Coffee flavour 911210 | Arsenic | 1 | - | Pipet 20 ml. | 4 | 1 | pcs | -
RM | Coffee flavour 911210 | Arsenic | 1 | - | Beaker 50 ml. | 4 | 1 | pcs | -
RM | Coffee flavour 911210 | Arsenic | 1 | - | Volumetric flask 100 ml. | 4 | 4 | pcs | -
RM | Coffee flavour 911210 | Arsenic | 1 | - | Volumetric flask 50 ml. | 4 | 2 | pcs | -
RM | Coffee flavour 911210 | Arsenic | 1 | - | Volumetric flask 500 ml. | 4 | 1 | pcs | -
RM | Coffee flavour 911210 | Arsenic | 1 | - | Volumetric flask 1000 ml. | 4 | 1 | pcs | -
RM | Coffee flavour 911210 | Arsenic | 1 | - | Generator bottle | 4 | 4 | pcs | -
RM | Coffee flavour 911210 | Arsenic | 1 | - | อุปกรณ์ Arsenic | 4 | 4 | pcs | -
RM | Coffee flavour 911210 | Arsenic | 1 | - | Arseni trioxide | 2 | 0.1 | g. | None in WI
RM | Coffee flavour 911210 | Arsenic | 1 | P045 | Propan-2-ol RS for HPLC | 1 | 4 | ml. | -
RM | Coffee flavour 911210 | Arsenic | 1 | - | Sodium hydroxide (1 in 5) | 2 | 5 | ml. | None in WI
RM | Coffee flavour 911210 | Arsenic | 1 | - | 2 N Sulfuric acid | 2 | 50 | ml. | 4094
RM | Coffee flavour 911210 | Arsenic | 1 | - | 7 N Sulfuric acid | 2 | 500 | ml. | None in WI
RM | Coffee flavour 911210 | Arsenic | 1 | - | Tin (II) chloride | 2 | 100 | ml. | 4190
RM | Coffee flavour 911210 | Arsenic | 1 | - | Lead (II) acetate | 2 | 100 | ml. | 4112
RM | Coffee flavour 911210 | Arsenic | 1 | - | Absorbing solution | 2 | 100 | ml. | 4187
RM | Coffee flavour 911210 | Arsenic | 1 | - | Potassium iodide TS. | 2 | 50 | ml. | 4113
RM | Cream flavour TH179139 | Appearance | 1 | - | None | None | None | None | -
RM | Cream flavour TH179139 | Loss on drying | 1 | - | Analytical balance 4 dg | 5 | 5 | min | -
RM | Cream flavour TH179139 | Loss on drying | 3 | - | Weighting bottle | 4 | 1 | pcs. | -
RM | Cream flavour TH179139 | Loss on drying | 1 | - | Hot air oven | 5 | 180 | min | -
RM | Cream flavour TH179139 | Loss on drying | 1 | - | Desicator | 4 | 30 | min | -
RM | Cream flavour TH179139 | Heavy metals (Lead) | 1 | - | Analytical balance 4 dg | 5 | 5 | min | -
RM | Cream flavour TH179139 | Heavy metals (Lead) | 3 | - | Beaker 50 ml. | 4 | 1 | pcs | -
RM | Cream flavour TH179139 | Heavy metals (Lead) | 1 | - | Magnetic bar | 4 | 1 | pcs | -
RM | Cream flavour TH179139 | Heavy metals (Lead) | 1 | - | Magnetic stirrer | 4 | 1 | pcs | -
RM | Cream flavour TH179139 | Heavy metals (Lead) | 1 | - | Volumetric flask 50 ml. | 4 | 6 | pcs | -
RM | Cream flavour TH179139 | Heavy metals (Lead) | 1 | - | Funnel plastic | 4 | 1 | pcs | -
RM | Cream flavour TH179139 | Heavy metals (Lead) | 1 | - | Volumetric flask 100 ml. | 4 | 4 | pcs | -
RM | Cream flavour TH179139 | Heavy metals (Lead) | 1 | - | ICP-OES | 5 | 30 | min | -
RM | Cream flavour TH179139 | Heavy metals (Lead) | 1 | - | Graduated pipet 10 ml. | 4 | 2 | pcs | -
RM | Cream flavour TH179139 | Heavy metals (Lead) | 1 | - | Beaker 100 ml. | 4 | 2 | pcs | -
RM | Cream flavour TH179139 | Heavy metals (Lead) | 1 | S016 | Sulfuric acid | 1 | 44 | ml. | -
RM | Cream flavour TH179139 | Heavy metals (Lead) | 1 | H002 | Hydrochloric acid | 1 | 55 | ml. | -
RM | Cream flavour TH179139 | Arsenic | 1 | - | Analytical balance 4 dg | 5 | 5 | min | -
RM | Cream flavour TH179139 | Arsenic | 1 | - | Pipet 10 ml. | 4 | 1 | pcs | -
RM | Cream flavour TH179139 | Arsenic | 1 | - | Pipet 5 ml. | 4 | 2 | pcs | -
RM | Cream flavour TH179139 | Arsenic | 1 | - | Pipet 1 ml. | 4 | 4 | pcs | -
RM | Cream flavour TH179139 | Arsenic | 1 | - | Pipet 2 ml. | 4 | 1 | pcs | -
RM | Cream flavour TH179139 | Arsenic | 1 | - | Pipet 3 ml. | 4 | 2 | pcs | -
RM | Cream flavour TH179139 | Arsenic | 1 | - | Pipet 20 ml. | 4 | 1 | pcs | -
RM | Cream flavour TH179139 | Arsenic | 1 | - | Beaker 50 ml. | 4 | 1 | pcs | -
RM | Cream flavour TH179139 | Arsenic | 1 | - | Volumetric flask 100 ml. | 4 | 4 | pcs | -
RM | Cream flavour TH179139 | Arsenic | 1 | - | Volumetric flask 50 ml. | 4 | 2 | pcs | -
RM | Cream flavour TH179139 | Arsenic | 1 | - | Volumetric flask 500 ml. | 4 | 1 | pcs | -
RM | Cream flavour TH179139 | Arsenic | 1 | - | Volumetric flask 1000 ml. | 4 | 1 | pcs | -
RM | Cream flavour TH179139 | Arsenic | 1 | - | Generator bottle | 4 | 4 | pcs | -
RM | Cream flavour TH179139 | Arsenic | 1 | - | อุปกรณ์ Arsenic | 4 | 4 | pcs | -
RM | Cream flavour TH179139 | Arsenic | 1 | - | Arseni trioxide | 2 | 0.1 | g. | None in WI
RM | Cream flavour TH179139 | Arsenic | 1 | P045 | Propan-2-ol RS for HPLC | 1 | 4 | ml. | -
RM | Cream flavour TH179139 | Arsenic | 1 | - | Sodium hydroxide (1 in 5) | 2 | 5 | ml. | None in WI
RM | Cream flavour TH179139 | Arsenic | 1 | - | 2 N Sulfuric acid | 2 | 50 | ml. | 4094
RM | Cream flavour TH179139 | Arsenic | 1 | - | 7 N Sulfuric acid | 2 | 500 | ml. | None in WI
RM | Cream flavour TH179139 | Arsenic | 1 | - | Tin (II) chloride | 2 | 100 | ml. | 4190
RM | Cream flavour TH179139 | Arsenic | 1 | - | Lead (II) acetate | 2 | 100 | ml. | 4112
RM | Cream flavour TH179139 | Arsenic | 1 | - | Absorbing solution | 2 | 100 | ml. | 4187
RM | Cream flavour TH179139 | Arsenic | 1 | - | Potassium iodide TS. | 2 | 50 | ml. | 4113
RM | Masking flavour powder PFE-29952 | Appearance | 1 | - | None | None | None | None | -
RM | Masking flavour powder PFE-29952 | Water content (Karl fisher) | 1 | - | Karl fisher | 5 | 90 | min | -
RM | Masking flavour powder PFE-29952 | Water content (Karl fisher) | 1 | C009 | Combititrant 5 | 1 | 30 | ml. | -
RM | Masking flavour powder PFE-29952 | Water content (Karl fisher) | 1 | H005 | Hydranal-Methanol Dry | 1 | 400 | ml. | -
RM | Masking flavour powder PFE-29952 | Water content (Karl fisher) | 1 | - | Analytical balance 4 dg | 5 | 5 | min | -
RM | Masking flavour powder PFE-29952 | Water content (Karl fisher) | 3 | - | Weighting boat plastic | 4 | 1 | pcs | -
RM | Masking flavour powder PFE-29952 | Heavy metals (Lead) | 1 | - | Analytical balance 4 dg | 5 | 5 | min | -
RM | Masking flavour powder PFE-29952 | Heavy metals (Lead) | 3 | - | Beaker 50 ml. | 4 | 1 | pcs | -
RM | Masking flavour powder PFE-29952 | Heavy metals (Lead) | 1 | - | Magnetic bar | 4 | 1 | pcs | -
RM | Masking flavour powder PFE-29952 | Heavy metals (Lead) | 1 | - | Magnetic stirrer | 4 | 1 | pcs | -
RM | Masking flavour powder PFE-29952 | Heavy metals (Lead) | 1 | - | Volumetric flask 50 ml. | 4 | 6 | pcs | -
RM | Masking flavour powder PFE-29952 | Heavy metals (Lead) | 1 | - | Funnel plastic | 4 | 1 | pcs | -
RM | Masking flavour powder PFE-29952 | Heavy metals (Lead) | 1 | - | Volumetric flask 100 ml. | 4 | 4 | pcs | -
RM | Masking flavour powder PFE-29952 | Heavy metals (Lead) | 1 | - | ICP-OES | 5 | 30 | min | -
RM | Masking flavour powder PFE-29952 | Heavy metals (Lead) | 1 | - | Graduated pipet 10 ml. | 4 | 2 | pcs | -
RM | Masking flavour powder PFE-29952 | Heavy metals (Lead) | 1 | - | Beaker 100 ml. | 4 | 2 | pcs | -
RM | Masking flavour powder PFE-29952 | Heavy metals (Lead) | 1 | S016 | Sulfuric acid | 1 | 44 | ml. | -
RM | Masking flavour powder PFE-29952 | Heavy metals (Lead) | 1 | H002 | Hydrochloric acid | 1 | 55 | ml. | -
RM | Masking flavour powder PFE-29952 | Arsenic | 1 | - | Analytical balance 4 dg | 5 | 5 | min | -
RM | Masking flavour powder PFE-29952 | Arsenic | 1 | - | Pipet 10 ml. | 4 | 1 | pcs | -
RM | Masking flavour powder PFE-29952 | Arsenic | 1 | - | Pipet 5 ml. | 4 | 2 | pcs | -
RM | Masking flavour powder PFE-29952 | Arsenic | 1 | - | Pipet 1 ml. | 4 | 4 | pcs | -
RM | Masking flavour powder PFE-29952 | Arsenic | 1 | - | Pipet 2 ml. | 4 | 1 | pcs | -
RM | Masking flavour powder PFE-29952 | Arsenic | 1 | - | Pipet 3 ml. | 4 | 2 | pcs | -
RM | Masking flavour powder PFE-29952 | Arsenic | 1 | - | Pipet 20 ml. | 4 | 1 | pcs | -
RM | Masking flavour powder PFE-29952 | Arsenic | 1 | - | Beaker 50 ml. | 4 | 1 | pcs | -
RM | Masking flavour powder PFE-29952 | Arsenic | 1 | - | Volumetric flask 100 ml. | 4 | 4 | pcs | -
RM | Masking flavour powder PFE-29952 | Arsenic | 1 | - | Volumetric flask 50 ml. | 4 | 2 | pcs | -
RM | Masking flavour powder PFE-29952 | Arsenic | 1 | - | Volumetric flask 500 ml. | 4 | 1 | pcs | -
RM | Masking flavour powder PFE-29952 | Arsenic | 1 | - | Volumetric flask 1000 ml. | 4 | 1 | pcs | -
RM | Masking flavour powder PFE-29952 | Arsenic | 1 | - | Generator bottle | 4 | 4 | pcs | -
RM | Masking flavour powder PFE-29952 | Arsenic | 1 | - | อุปกรณ์ Arsenic | 4 | 4 | pcs | -
RM | Masking flavour powder PFE-29952 | Arsenic | 1 | - | Arseni trioxide | 2 | 0.1 | g. | None in WI
RM | Masking flavour powder PFE-29952 | Arsenic | 1 | P045 | Propan-2-ol RS for HPLC | 1 | 4 | ml. | -
RM | Masking flavour powder PFE-29952 | Arsenic | 1 | - | Sodium hydroxide (1 in 5) | 2 | 5 | ml. | None in WI
RM | Masking flavour powder PFE-29952 | Arsenic | 1 | - | 2 N Sulfuric acid | 2 | 50 | ml. | 4094
RM | Masking flavour powder PFE-29952 | Arsenic | 1 | - | 7 N Sulfuric acid | 2 | 500 | ml. | None in WI
RM | Masking flavour powder PFE-29952 | Arsenic | 1 | - | Tin (II) chloride | 2 | 100 | ml. | 4190
RM | Masking flavour powder PFE-29952 | Arsenic | 1 | - | Lead (II) acetate | 2 | 100 | ml. | 4112
RM | Masking flavour powder PFE-29952 | Arsenic | 1 | - | Absorbing solution | 2 | 100 | ml. | 4187
RM | Masking flavour powder PFE-29952 | Arsenic | 1 | - | Potassium iodide TS. | 2 | 50 | ml. | 4113
RM | Sunset yellow FCF | Description | 1 | - | None | None | None | None | -
RM | Sunset yellow FCF | Identification (Solubility) | 1 | - | Analytical balance 2 dg | 5 | 5 | min | -
RM | Sunset yellow FCF | Identification (Solubility) | 1 | - | Erlenmeyer flask 300 ml. | 4 | 2 | pcs. | -
RM | Sunset yellow FCF | Identification (Solubility) | 1 | - | Beaker 100 ml. | 4 | 2 | pcs. | -
RM | Sunset yellow FCF | Identification (Solubility) | 1 | - | Cylinder plastic 100 ml. | 4 | 1 | pcs. | -
RM | Sunset yellow FCF | Identification (Solubility) | 1 | - | Cylinder glass 25 ml. | 4 | 1 | pcs. | -
RM | Sunset yellow FCF | Identification (Solubility) | 1 | E007 | Ethanol | 1 | 100 | ml. | -
RM | Sunset yellow FCF | Identification (Colour test) | 1 | - | Beaker 150 ml. | 4 | 4 | pcs. | -
RM | Sunset yellow FCF | Identification (Colour test) | 1 | - | Analytical balance 5 dg | 5 | 5 | min | -
RM | Sunset yellow FCF | Identification (Colour test) | 1 | - | Cylinder plastic 50 ml. | 4 | 1 | pcs. | -
RM | Sunset yellow FCF | Identification (Colour test) | 1 | - | Magnetic bar | 4 | 4 | pcs | -
RM | Sunset yellow FCF | Identification (Colour test) | 1 | - | Magnetic stirrer | 4 | 1 | pcs | -
RM | Sunset yellow FCF | Identification (Colour test) | 1 | - | 1 N Hydrochloric acid | 2 | 50 | ml. | 4035
RM | Sunset yellow FCF | Identification (Colour test) | 1 | - | 1 N Sodium hydroxide | 2 | 50 | ml. | 4082
RM | Sunset yellow FCF | Identification (Colour test) | 1 | S016 | Sulfuric acid | 1 | 50 | ml. | -
RM | Sunset yellow FCF | Identification (Colour test) | 1 | - | Cylinder glass 50 ml. | 4 | 3 | pcs | -
RM | Sunset yellow FCF | Identification (Colour test) | 1 | - | Beaker 250 ml. | 4 | 1 | pcs. | -
RM | Sunset yellow FCF | Identification (Colour test) | 1 | - | Cylinder plastic 250 ml. | 4 | 1 | pcs. | -
RM | Sunset yellow FCF | Identification (Colour test) | 1 | - | Volumetric pipet 1 ml. | 4 | 1 | pcs. | -
RM | Sunset yellow FCF | Purity (Water-insoluble matter) | 1 | - | Refer COA | None | None | None | -
RM | Sunset yellow FCF | Purity (Lead) | 1 | - | Refer COA | None | None | None | -
RM | Sunset yellow FCF | Purity (Ether-extractable matter) | 1 | - | Refer COA | None | None | None | -
RM | L-Isoleucine (EN) | Description | 1 | - | None | None | None | None | -
RM | L-Isoleucine (EN) | Identification | 1 | - | Analytical balance 2 dg | 5 | 5 | min | -
RM | L-Isoleucine (EN) | Identification | 1 | - | Beaker 50 ml. | 4 | 2 | pcs. | -
RM | L-Isoleucine (EN) | Identification | 1 | - | Volumetric pipet 5 ml. | 4 | 1 | pcs. | -
RM | L-Isoleucine (EN) | Identification | 1 | - | Water bath | 4 | 3 | min | -
RM | L-Isoleucine (EN) | Identification | 1 | - | Ninhydrin TS. | 2 | 1 | ml. | 1009
RM | L-Isoleucine (EN) | Identification | 1 | - | Volumetric flask 1000 ml. | 4 | 1 | pcs. | -
RM | L-Isoleucine (EN) | Specific rotation | 1 | - | Analytical balance 4 dg | 5 | 5 | min | -
RM | L-Isoleucine (EN) | Specific rotation | 3 | - | Beaker 100 ml. | 4 | 1 | pcs | -
RM | L-Isoleucine (EN) | Specific rotation | 1 | - | Magnetic bar | 4 | 3 | pcs | -
RM | L-Isoleucine (EN) | Specific rotation | 1 | - | Magnetic stirrer | 4 | 1 | pcs | -
RM | L-Isoleucine (EN) | Specific rotation | 1 | - | Volumetric flask 50 ml. | 4 | 3 | pcs | -
RM | L-Isoleucine (EN) | Specific rotation | 1 | - | Polarimeter | 5 | 30 | min | -
RM | L-Isoleucine (EN) | Specific rotation | 1 | - | Sonicator | 5 | 30 | min | -
RM | L-Isoleucine (EN) | Specific rotation | 1 | - | 6 N Hydrochloric acid | 2 | 150 | ml. | 4039
RM | L-Isoleucine (EN) | Chloride | 1 | - | Analytical balance 4 dg | 5 | 5 | min | -
RM | L-Isoleucine (EN) | Chloride | 1 | - | Nessler tube 50 ml. | 4 | 2 | pcs | -
RM | L-Isoleucine (EN) | Chloride | 1 | - | Dilute nitric acid | 2 | 12 | ml. | 4168
RM | L-Isoleucine (EN) | Chloride | 1 | - | Filter paper No.2 | 3 | 1 | pcs | -
RM | L-Isoleucine (EN) | Chloride | 1 | - | 0.01 N Hydrochloric acid TS. | 2 | 0.4 | ml. | 4043
RM | L-Isoleucine (EN) | Chloride | 1 | - | Silver nitrate TS. | 2 | 2 | ml. | 4076
RM | L-Isoleucine (EN) | Chloride | 1 | - | Graduated pipet 2.5 ml. | 4 | 1 | pcs | -
RM | L-Isoleucine (EN) | Ammonium | 1 | - | Analytical balance 4 dg | 5 | 5 | min | -
RM | L-Isoleucine (EN) | Ammonium | 1 | - | Nessler tube 50 ml. | 4 | 2 | pcs | -
RM | L-Isoleucine (EN) | Ammonium | 1 | - | Amonium standard solution (1 ppm NH4) | 2 | 5 | ml. | None in WI
RM | L-Isoleucine (EN) | Ammonium | 1 | - | 1 N Sodium hydroxide | 2 | 2 | ml. | 4082
RM | L-Isoleucine (EN) | Ammonium | 1 | - | Alkalinem potassium tetraiodomercurate solution | 2 | 0.6 | ml. | None in WI
RM | L-Isoleucine (EN) | Ammonium | 1 | - | Volumetric pipet 5 ml. | 4 | 1 | pcs. | -
RM | L-Isoleucine (EN) | Ammonium | 1 | - | Filter paper No.2 | 3 | 1 | pcs | -
RM | L-Isoleucine (EN) | Sulfate | 1 | - | Analytical balance 4 dg | 5 | 5 | min | -
RM | L-Isoleucine (EN) | Sulfate | 1 | - | Nessler tube 50 ml. | 4 | 2 | pcs | -
RM | L-Isoleucine (EN) | Sulfate | 1 | - | Dilute hydrochloric acid | 2 | 2 | ml. | 4045
RM | L-Isoleucine (EN) | Sulfate | 1 | - | 0.01 N Sulfuric acid | 2 | 0.5 | mi. | 4098
RM | L-Isoleucine (EN) | Sulfate | 1 | - | Filter paper No.2 | 3 | 1 | pcs | -
RM | L-Isoleucine (EN) | Sulfate | 1 | - | Graduated pipet 1 ml. | 4 | 1 | pcs | -
RM | L-Isoleucine (EN) | Sulfate | 1 | - | Barium cholride TS. | 2 | 4 | mi. | 4015
RM | L-Isoleucine (EN) | Iron | 1 | - | Analytical balance 4 dg | 5 | 5 | min | -
RM | L-Isoleucine (EN) | Iron | 1 | - | Nessler tube 50 ml. | 4 | 2 | pcs | -
RM | L-Isoleucine (EN) | Iron | 1 | - | Acetic acid - Sodium acetate buffer solution (pH 4.5) | 2 | 60 | mi. | None in WI
RM | L-Isoleucine (EN) | Iron | 1 | - | L-Ascorbid acid (1 in 100) | 2 | 4 | mi. | None in WI
RM | L-Isoleucine (EN) | Iron | 1 | - | α,α'-Bipyridyl in ethanol (1 in 200) | 2 | 2 | mi. | None in WI
RM | L-Isoleucine (EN) | Iron | 1 | - | Filter paper No.2 | 3 | 1 | pcs | -
RM | L-Isoleucine (EN) | Iron | 1 | - | Beaker 50 ml. | 4 | 1 | pcs | -
RM | L-Isoleucine (EN) | Iron | 1 | - | Graduated pipet 1 ml. | 4 | 1 | pcs | -
RM | L-Isoleucine (EN) | Heavy metals | 1 | - | Analytical balance 4 dg | 5 | 5 | min | -
RM | L-Isoleucine (EN) | Heavy metals | 1 | - | Nessler tube 50 ml. | 4 | 2 | pcs | -
RM | L-Isoleucine (EN) | Heavy metals | 1 | - | Filter paper No.2 | 3 | 1 | pcs | -
RM | L-Isoleucine (EN) | Heavy metals | 1 | - | Dilute acetic acid | 2 | 4 | mi. | 4110
RM | L-Isoleucine (EN) | Heavy metals | 1 | - | Volumetric pipet 2 ml. | 4 | 1 | pcs. | -
RM | L-Isoleucine (EN) | Heavy metals | 1 | - | Sodium sulfide TS. | 2 | 0.5 | mi. | 4087
RM | L-Isoleucine (EN) | Heavy metals | 1 | - | Beaker 50 ml. | 4 | 1 | pcs | -
RM | L-Isoleucine (EN) | Arsenic | 1 | - | Analytical balance 4 dg | 5 | 5 | min | -
RM | L-Isoleucine (EN) | Arsenic | 1 | - | Pipet 10 ml. | 4 | 1 | pcs | -
RM | L-Isoleucine (EN) | Arsenic | 1 | - | Pipet 5 ml. | 4 | 2 | pcs | -
RM | L-Isoleucine (EN) | Arsenic | 1 | - | Pipet 1 ml. | 4 | 4 | pcs | -
RM | L-Isoleucine (EN) | Arsenic | 1 | - | Pipet 2 ml. | 4 | 1 | pcs | -
RM | L-Isoleucine (EN) | Arsenic | 1 | - | Pipet 3 ml. | 4 | 2 | pcs | -
RM | L-Isoleucine (EN) | Arsenic | 1 | - | Pipet 20 ml. | 4 | 1 | pcs | -
RM | L-Isoleucine (EN) | Arsenic | 1 | - | Beaker 50 ml. | 4 | 1 | pcs | -
RM | L-Isoleucine (EN) | Arsenic | 1 | - | Volumetric flask 100 ml. | 4 | 4 | pcs | -
RM | L-Isoleucine (EN) | Arsenic | 1 | - | Volumetric flask 50 ml. | 4 | 2 | pcs | -
RM | L-Isoleucine (EN) | Arsenic | 1 | - | Volumetric flask 500 ml. | 4 | 1 | pcs | -
RM | L-Isoleucine (EN) | Arsenic | 1 | - | Volumetric flask 1000 ml. | 4 | 1 | pcs | -
RM | L-Isoleucine (EN) | Arsenic | 1 | - | Generator bottle | 4 | 4 | pcs | -
RM | L-Isoleucine (EN) | Arsenic | 1 | - | อุปกรณ์ Arsenic | 4 | 4 | pcs | -
RM | L-Isoleucine (EN) | Arsenic | 1 | - | Arseni trioxide | 2 | 0.1 | g. | None in WI
RM | L-Isoleucine (EN) | Arsenic | 1 | P045 | Propan-2-ol RS for HPLC | 1 | 4 | ml. | -
RM | L-Isoleucine (EN) | Arsenic | 1 | - | Sodium hydroxide (1 in 5) | 2 | 5 | ml. | None in WI
RM | L-Isoleucine (EN) | Arsenic | 1 | - | 2 N Sulfuric acid | 2 | 50 | ml. | 4094
RM | L-Isoleucine (EN) | Arsenic | 1 | - | 7 N Sulfuric acid | 2 | 500 | ml. | None in WI
RM | L-Isoleucine (EN) | Arsenic | 1 | - | Tin (II) chloride | 2 | 100 | ml. | 4190
RM | L-Isoleucine (EN) | Arsenic | 1 | - | Lead (II) acetate | 2 | 100 | ml. | 4112
RM | L-Isoleucine (EN) | Arsenic | 1 | - | Absorbing solution | 2 | 100 | ml. | 4187
RM | L-Isoleucine (EN) | Arsenic | 1 | - | Potassium iodide TS. | 2 | 50 | ml. | 4113
RM | L-Isoleucine (EN) | pH | 1 | - | Analytical balance 2 dg | 5 | 5 | min | -
RM | L-Isoleucine (EN) | pH | 3 | - | Beaker 100 ml. | 4 | 1 | pcs. | -
RM | L-Isoleucine (EN) | pH | 1 | - | Magnetic bar | 4 | 3 | pcs. | -
RM | L-Isoleucine (EN) | pH | 1 | - | Magnetic stirrer | 4 | 1 | pcs. | -
RM | L-Isoleucine (EN) | pH | 1 | - | pH meter | 5 | 30 | min | -
RM | L-Isoleucine (EN) | Loss on drying | 1 | - | Analytical balance 4 dg | 5 | 5 | min | -
RM | L-Isoleucine (EN) | Loss on drying | 3 | - | Weighting bottle | 4 | 1 | pcs. | -
RM | L-Isoleucine (EN) | Loss on drying | 1 | - | Hot air oven | 5 | 180 | min | -
RM | L-Isoleucine (EN) | Loss on drying | 1 | - | Desicator | 4 | 30 | min | -
RM | L-Isoleucine (EN) | Residue on ignition | 1 | - | Crucible 50 ml. | 4 | 3 | pcs | -
RM | L-Isoleucine (EN) | Residue on ignition | 3 | S016 | Sulfuric acid | 1 | 1 | ml. | -
RM | L-Isoleucine (EN) | Residue on ignition | 1 | - | Hot plate | 4 | 1 | pcs | -
RM | L-Isoleucine (EN) | Residue on ignition | 1 | - | Muffle furnace | 4 | 480 | min | -
RM | L-Isoleucine (EN) | Residue on ignition | 1 | - | Analytical balance 4 dg | 5 | 5 | min | -
RM | L-Isoleucine (EN) | Residue on ignition | 1 | - | Desicator | 4 | 30 | min | -
RM | L-Isoleucine (EN) | Assay | 1 | - | Weighting bottle | 4 | 1 | pcs. | -
RM | L-Isoleucine (EN) | Assay | 1 | - | Hot air oven | 5 | 120 | min | -
RM | L-Isoleucine (EN) | Assay | 3 | - | Erlenmeyer flask 250 ml. | 4 | 1 | pcs. | -
RM | L-Isoleucine (EN) | Assay | 1 | - | Analytical balance 5 dg | 5 | 5 | min | -
RM | L-Isoleucine (EN) | Assay | 1 | - | Magnetic bar | 4 | 3 | pcs. | -
RM | L-Isoleucine (EN) | Assay | 1 | - | Magnetic stirrer | 4 | 1 | pcs. | -
RM | L-Isoleucine (EN) | Assay | 1 | - | Burette | 4 | 1 | pcs. | -
RM | L-Isoleucine (EN) | Assay | 1 | - | Stand | 4 | 1 | pcs. | -
RM | L-Isoleucine (EN) | Assay | 1 | - | Beaker 100 ml. | 4 | 1 | pcs. | -
RM | L-Isoleucine (EN) | Assay | 1 | - | Beaker 250 ml. | 4 | 1 | pcs. | -
RM | L-Isoleucine (EN) | Assay | 1 | - | Cylinder glass 50 ml. | 4 | 1 | pcs. | -
RM | L-Isoleucine (EN) | Assay | 1 | - | 0.1 N Perchloric acid | 2 | 50 | ml. | 3017
RM | L-Isoleucine (EN) | Assay | 1 | - | α-naphtholbenzene | 2 | 0.5 | ml. | None in WI
RM | L-Isoleucine (EN) | Assay | 1 | A020 | Acetic acid, Glacial | 1 | 150 | ml. | -
RM | L-Isoleucine (EN) | Assay | 1 | F005 | Formic acid | 1 | 9 | ml. | -
RM | L-Isoleucine (EN) | Assay | 1 | - | Volumetric pipet 3 ml. | 4 | 1 | pcs. | -
RM | L-Leucine (EN) | Description | 1 | - | None | None | None | None | -
RM | L-Leucine (EN) | Identification | 1 | - | Analytical balance 2 dg | 5 | 5 | min | -
RM | L-Leucine (EN) | Identification | 1 | - | Beaker 50 ml. | 4 | 2 | pcs. | -
RM | L-Leucine (EN) | Identification | 1 | - | Volumetric pipet 5 ml. | 4 | 1 | pcs. | -
RM | L-Leucine (EN) | Identification | 1 | - | Water bath | 4 | 3 | min | -
RM | L-Leucine (EN) | Identification | 1 | - | Ninhydrin TS. | 2 | 1 | ml. | 1009
RM | L-Leucine (EN) | Identification | 1 | - | Volumetric flask 100 ml. | 4 | 1 | pcs. | -
RM | L-Leucine (EN) | Specific rotation | 1 | - | Analytical balance 4 dg | 5 | 5 | min | -
RM | L-Leucine (EN) | Specific rotation | 3 | - | Beaker 100 ml. | 4 | 1 | pcs | -
RM | L-Leucine (EN) | Specific rotation | 1 | - | Magnetic bar | 4 | 3 | pcs | -
RM | L-Leucine (EN) | Specific rotation | 1 | - | Magnetic stirrer | 4 | 1 | pcs | -
RM | L-Leucine (EN) | Specific rotation | 1 | - | Volumetric flask 50 ml. | 4 | 3 | pcs | -
RM | L-Leucine (EN) | Specific rotation | 1 | - | Polarimeter | 5 | 30 | min | -
RM | L-Leucine (EN) | Specific rotation | 1 | - | Sonicator | 5 | 30 | min | -
RM | L-Leucine (EN) | Specific rotation | 1 | - | 6 N Hydrochloric acid | 2 | 150 | ml. | 4039
RM | L-Leucine (EN) | pH | 1 | - | Analytical balance 2 dg | 5 | 5 | min | -
RM | L-Leucine (EN) | pH | 3 | - | Beaker 150 ml. | 4 | 1 | pcs. | -
RM | L-Leucine (EN) | pH | 1 | - | Magnetic bar | 4 | 3 | pcs. | -
RM | L-Leucine (EN) | pH | 1 | - | Magnetic stirrer | 4 | 1 | pcs. | -
RM | L-Leucine (EN) | pH | 1 | - | pH meter | 5 | 30 | min | -
RM | L-Leucine (EN) | Chloride | 1 | - | Analytical balance 4 dg | 5 | 5 | min | -
RM | L-Leucine (EN) | Chloride | 1 | - | Nessler tube 50 ml. | 4 | 2 | pcs | -
RM | L-Leucine (EN) | Chloride | 1 | - | Dilute nitric acid | 2 | 12 | ml. | 4168
RM | L-Leucine (EN) | Chloride | 1 | - | Filter paper No.2 | 3 | 1 | pcs | -
RM | L-Leucine (EN) | Chloride | 1 | - | 0.01 N Hydrochloric acid TS. | 2 | 0.3 | ml. | 4043
RM | L-Leucine (EN) | Chloride | 1 | - | Silver nitrate TS. | 2 | 2 | ml. | 4076
RM | L-Leucine (EN) | Chloride | 1 | - | Graduated pipet 2.5 ml. | 4 | 1 | pcs | -
RM | L-Leucine (EN) | Ammonium | 1 | - | Analytical balance 4 dg | 5 | 5 | min | -
RM | L-Leucine (EN) | Ammonium | 1 | - | Nessler tube 50 ml. | 4 | 2 | pcs | -
RM | L-Leucine (EN) | Ammonium | 1 | - | Amonium standard solution (1 ppm NH4) | 2 | 5 | ml. | None in WI
RM | L-Leucine (EN) | Ammonium | 1 | - | 1 N Sodium hydroxide | 2 | 2 | ml. | 4082
RM | L-Leucine (EN) | Ammonium | 1 | - | Alkalinem potassium tetraiodomercurate solution | 2 | 0.6 | ml. | None in WI
RM | L-Leucine (EN) | Ammonium | 1 | - | Volumetric pipet 5 ml. | 4 | 1 | pcs. | -
RM | L-Leucine (EN) | Ammonium | 1 | - | Filter paper No.2 | 3 | 1 | pcs | -
RM | L-Leucine (EN) | Sulfate | 1 | - | Analytical balance 4 dg | 5 | 5 | min | -
RM | L-Leucine (EN) | Sulfate | 1 | - | Nessler tube 50 ml. | 4 | 2 | pcs | -
RM | L-Leucine (EN) | Sulfate | 1 | - | Dilute hydrochloric acid | 2 | 2 | ml. | 4045
RM | L-Leucine (EN) | Sulfate | 1 | - | 0.01 N Sulfuric acid | 2 | 0.35 | mi. | 4098
RM | L-Leucine (EN) | Sulfate | 1 | - | Filter paper No.2 | 3 | 1 | pcs | -
RM | L-Leucine (EN) | Sulfate | 1 | - | Graduated pipet 1 ml. | 4 | 1 | pcs | -
RM | L-Leucine (EN) | Sulfate | 1 | - | Barium cholride TS. | 2 | 4 | mi. | 4015
RM | L-Leucine (EN) | Iron | 1 | - | Analytical balance 4 dg | 5 | 5 | min | -
RM | L-Leucine (EN) | Iron | 1 | - | Nessler tube 50 ml. | 4 | 2 | pcs | -
RM | L-Leucine (EN) | Iron | 1 | - | Acetic acid - Sodium acetate buffer solution (pH 4.5) | 2 | 60 | mi. | None in WI
RM | L-Leucine (EN) | Iron | 1 | - | L-Ascorbid acid (1 in 100) | 2 | 4 | mi. | None in WI
RM | L-Leucine (EN) | Iron | 1 | - | α,α'-Bipyridyl in ethanol (1 in 200) | 2 | 2 | mi. | None in WI
RM | L-Leucine (EN) | Iron | 1 | - | Filter paper No.2 | 3 | 1 | pcs | -
RM | L-Leucine (EN) | Iron | 1 | - | Beaker 50 ml. | 4 | 1 | pcs | -
RM | L-Leucine (EN) | Iron | 1 | - | Graduated pipet 1 ml. | 4 | 1 | pcs | -
RM | L-Leucine (EN) | Heavy metals | 1 | - | Analytical balance 4 dg | 5 | 5 | min | -
RM | L-Leucine (EN) | Heavy metals | 1 | - | Nessler tube 50 ml. | 4 | 2 | pcs | -
RM | L-Leucine (EN) | Heavy metals | 1 | - | Filter paper No.2 | 3 | 1 | pcs | -
RM | L-Leucine (EN) | Heavy metals | 1 | - | Dilute acetic acid | 2 | 4 | mi. | 4110
RM | L-Leucine (EN) | Heavy metals | 1 | - | Volumetric pipet 2 ml. | 4 | 1 | pcs. | -
RM | L-Leucine (EN) | Heavy metals | 1 | - | Sodium sulfide TS. | 2 | 0.5 | mi. | 4087
RM | L-Leucine (EN) | Heavy metals | 1 | - | Beaker 50 ml. | 4 | 1 | pcs | -
RM | L-Leucine (EN) | Arsenic | 1 | - | Analytical balance 4 dg | 5 | 5 | min | -
RM | L-Leucine (EN) | Arsenic | 1 | - | Pipet 10 ml. | 4 | 1 | pcs | -
RM | L-Leucine (EN) | Arsenic | 1 | - | Pipet 5 ml. | 4 | 2 | pcs | -
RM | L-Leucine (EN) | Arsenic | 1 | - | Pipet 1 ml. | 4 | 4 | pcs | -
RM | L-Leucine (EN) | Arsenic | 1 | - | Pipet 2 ml. | 4 | 1 | pcs | -
RM | L-Leucine (EN) | Arsenic | 1 | - | Pipet 3 ml. | 4 | 2 | pcs | -
RM | L-Leucine (EN) | Arsenic | 1 | - | Pipet 20 ml. | 4 | 1 | pcs | -
RM | L-Leucine (EN) | Arsenic | 1 | - | Beaker 50 ml. | 4 | 1 | pcs | -
RM | L-Leucine (EN) | Arsenic | 1 | - | Volumetric flask 100 ml. | 4 | 4 | pcs | -
RM | L-Leucine (EN) | Arsenic | 1 | - | Volumetric flask 50 ml. | 4 | 2 | pcs | -
RM | L-Leucine (EN) | Arsenic | 1 | - | Volumetric flask 500 ml. | 4 | 1 | pcs | -
RM | L-Leucine (EN) | Arsenic | 1 | - | Volumetric flask 1000 ml. | 4 | 1 | pcs | -
RM | L-Leucine (EN) | Arsenic | 1 | - | Generator bottle | 4 | 4 | pcs | -
RM | L-Leucine (EN) | Arsenic | 1 | - | อุปกรณ์ Arsenic | 4 | 4 | pcs | -
RM | L-Leucine (EN) | Arsenic | 1 | - | Arseni trioxide | 2 | 0.1 | g. | None in WI
RM | L-Leucine (EN) | Arsenic | 1 | P045 | Propan-2-ol RS for HPLC | 1 | 4 | ml. | -
RM | L-Leucine (EN) | Arsenic | 1 | - | Sodium hydroxide (1 in 5) | 2 | 5 | ml. | None in WI
RM | L-Leucine (EN) | Arsenic | 1 | - | 2 N Sulfuric acid | 2 | 50 | ml. | 4094
RM | L-Leucine (EN) | Arsenic | 1 | - | 7 N Sulfuric acid | 2 | 500 | ml. | None in WI
RM | L-Leucine (EN) | Arsenic | 1 | - | Tin (II) chloride | 2 | 100 | ml. | 4190
RM | L-Leucine (EN) | Arsenic | 1 | - | Lead (II) acetate | 2 | 100 | ml. | 4112
RM | L-Leucine (EN) | Arsenic | 1 | - | Absorbing solution | 2 | 100 | ml. | 4187
RM | L-Leucine (EN) | Arsenic | 1 | - | Potassium iodide TS. | 2 | 50 | ml. | 4113
RM | L-Leucine (EN) | Loss on drying | 1 | - | Analytical balance 4 dg | 5 | 5 | min | -
RM | L-Leucine (EN) | Loss on drying | 3 | - | Weighting bottle | 4 | 1 | pcs. | -
RM | L-Leucine (EN) | Loss on drying | 1 | - | Hot air oven | 5 | 180 | min | -
RM | L-Leucine (EN) | Loss on drying | 1 | - | Desicator | 4 | 30 | min | -
RM | L-Leucine (EN) | Assay | 1 | - | Weighting bottle | 4 | 1 | pcs. | -
RM | L-Leucine (EN) | Assay | 1 | - | Hot air oven | 5 | 120 | min | -
RM | L-Leucine (EN) | Assay | 3 | - | Erlenmeyer flask 250 ml. | 4 | 1 | pcs. | -
RM | L-Leucine (EN) | Assay | 1 | - | Analytical balance 5 dg | 5 | 5 | min | -
RM | L-Leucine (EN) | Assay | 1 | - | Magnetic bar | 4 | 3 | pcs. | -
RM | L-Leucine (EN) | Assay | 1 | - | Magnetic stirrer | 4 | 1 | pcs. | -
RM | L-Leucine (EN) | Assay | 1 | - | Burette | 4 | 1 | pcs. | -
RM | L-Leucine (EN) | Assay | 1 | - | Stand | 4 | 1 | pcs. | -
RM | L-Leucine (EN) | Assay | 1 | - | Beaker 100 ml. | 4 | 1 | pcs. | -
RM | L-Leucine (EN) | Assay | 1 | - | Beaker 250 ml. | 4 | 1 | pcs. | -
RM | L-Leucine (EN) | Assay | 1 | - | Cylinder glass 50 ml. | 4 | 1 | pcs. | -
RM | L-Leucine (EN) | Assay | 1 | - | 0.1 N Perchloric acid | 2 | 50 | ml. | 3017
RM | L-Leucine (EN) | Assay | 1 | - | α-naphtholbenzene | 2 | 0.5 | ml. | None in WI
RM | L-Leucine (EN) | Assay | 1 | A020 | Acetic acid, Glacial | 1 | 150 | ml. | -
RM | L-Leucine (EN) | Assay | 1 | F005 | Formic acid | 1 | 9 | ml. | -
RM | L-Leucine (EN) | Assay | 1 | - | Volumetric pipet 3 ml. | 4 | 1 | pcs. | -
RM | L-Valine (EN) | Description | 1 | - | None | None | None | None | -
RM | L-Valine (EN) | Identification | 1 | - | Analytical balance 2 dg | 5 | 5 | min | -
RM | L-Valine (EN) | Identification | 1 | - | Beaker 50 ml. | 4 | 2 | pcs. | -
RM | L-Valine (EN) | Identification | 1 | - | Volumetric pipet 5 ml. | 4 | 1 | pcs. | -
RM | L-Valine (EN) | Identification | 1 | - | Water bath | 4 | 3 | min | -
RM | L-Valine (EN) | Identification | 1 | - | Ninhydrin TS. | 2 | 1 | ml. | 1009
RM | L-Valine (EN) | Identification | 1 | - | Volumetric flask 100 ml. | 4 | 1 | pcs. | -
RM | L-Valine (EN) | Specific rotation | 1 | - | Analytical balance 4 dg | 5 | 5 | min | -
RM | L-Valine (EN) | Specific rotation | 3 | - | Beaker 100 ml. | 4 | 1 | pcs | -
RM | L-Valine (EN) | Specific rotation | 1 | - | Magnetic bar | 4 | 3 | pcs | -
RM | L-Valine (EN) | Specific rotation | 1 | - | Magnetic stirrer | 4 | 1 | pcs | -
RM | L-Valine (EN) | Specific rotation | 1 | - | Volumetric flask 50 ml. | 4 | 3 | pcs | -
RM | L-Valine (EN) | Specific rotation | 1 | - | Polarimeter | 5 | 30 | min | -
RM | L-Valine (EN) | Specific rotation | 1 | - | Sonicator | 5 | 30 | min | -
RM | L-Valine (EN) | Specific rotation | 1 | - | 6 N Hydrochloric acid | 2 | 150 | ml. | 4039
RM | L-Valine (EN) | pH | 1 | - | Analytical balance 2 dg | 5 | 5 | min | -
RM | L-Valine (EN) | pH | 3 | - | Beaker 100 ml. | 4 | 1 | pcs. | -
RM | L-Valine (EN) | pH | 1 | - | Magnetic bar | 4 | 3 | pcs. | -
RM | L-Valine (EN) | pH | 1 | - | Magnetic stirrer | 4 | 1 | pcs. | -
RM | L-Valine (EN) | pH | 1 | - | pH meter | 5 | 30 | min | -
RM | L-Valine (EN) | Chloride | 1 | - | Analytical balance 4 dg | 5 | 5 | min | -
RM | L-Valine (EN) | Chloride | 1 | - | Nessler tube 50 ml. | 4 | 2 | pcs | -
RM | L-Valine (EN) | Chloride | 1 | - | Dilute nitric acid | 2 | 12 | ml. | 4168
RM | L-Valine (EN) | Chloride | 1 | - | Filter paper No.2 | 3 | 1 | pcs | -
RM | L-Valine (EN) | Chloride | 1 | - | 0.01 N Hydrochloric acid TS. | 2 | 0.3 | ml. | 4043
RM | L-Valine (EN) | Chloride | 1 | - | Silver nitrate TS. | 2 | 2 | ml. | 4076
RM | L-Valine (EN) | Chloride | 1 | - | Graduated pipet 2.5 ml. | 4 | 1 | pcs | -
RM | L-Valine (EN) | Ammonium | 1 | - | Analytical balance 4 dg | 5 | 5 | min | -
RM | L-Valine (EN) | Ammonium | 1 | - | Nessler tube 50 ml. | 4 | 2 | pcs | -
RM | L-Valine (EN) | Ammonium | 1 | - | Amonium standard solution (1 ppm NH4) | 2 | 5 | ml. | None in WI
RM | L-Valine (EN) | Ammonium | 1 | - | 1 N Sodium hydroxide | 2 | 2 | ml. | 4082
RM | L-Valine (EN) | Ammonium | 1 | - | Alkalinem potassium tetraiodomercurate solution | 2 | 0.6 | ml. | None in WI
RM | L-Valine (EN) | Ammonium | 1 | - | Volumetric pipet 5 ml. | 4 | 1 | pcs. | -
RM | L-Valine (EN) | Ammonium | 1 | - | Filter paper No.2 | 3 | 1 | pcs | -
RM | L-Valine (EN) | Sulfate | 1 | - | Analytical balance 4 dg | 5 | 5 | min | -
RM | L-Valine (EN) | Sulfate | 1 | - | Nessler tube 50 ml. | 4 | 2 | pcs | -
RM | L-Valine (EN) | Sulfate | 1 | - | Dilute hydrochloric acid | 2 | 2 | ml. | 4045
RM | L-Valine (EN) | Sulfate | 1 | - | 0.01 N Sulfuric acid | 2 | 0.5 | mi. | 4098
RM | L-Valine (EN) | Sulfate | 1 | - | Filter paper No.2 | 3 | 1 | pcs | -
RM | L-Valine (EN) | Sulfate | 1 | - | Graduated pipet 1 ml. | 4 | 1 | pcs | -
RM | L-Valine (EN) | Sulfate | 1 | - | Barium cholride TS. | 2 | 4 | mi. | 4015
RM | L-Valine (EN) | Iron | 1 | - | Analytical balance 4 dg | 5 | 5 | min | -
RM | L-Valine (EN) | Iron | 1 | - | Nessler tube 50 ml. | 4 | 2 | pcs | -
RM | L-Valine (EN) | Iron | 1 | - | Acetic acid - Sodium acetate buffer solution (pH 4.5) | 2 | 60 | mi. | None in WI
RM | L-Valine (EN) | Iron | 1 | - | L-Ascorbid acid (1 in 100) | 2 | 4 | mi. | None in WI
RM | L-Valine (EN) | Iron | 1 | - | α,α'-Bipyridyl in ethanol (1 in 200) | 2 | 2 | mi. | None in WI
RM | L-Valine (EN) | Iron | 1 | - | Filter paper No.2 | 3 | 1 | pcs | -
RM | L-Valine (EN) | Iron | 1 | - | Beaker 50 ml. | 4 | 1 | pcs | -
RM | L-Valine (EN) | Iron | 1 | - | Graduated pipet 1 ml. | 4 | 1 | pcs | -
RM | L-Valine (EN) | Heavy metals | 1 | - | Analytical balance 4 dg | 5 | 5 | min | -
RM | L-Valine (EN) | Heavy metals | 1 | - | Nessler tube 50 ml. | 4 | 2 | pcs | -
RM | L-Valine (EN) | Heavy metals | 1 | - | Filter paper No.2 | 3 | 1 | pcs | -
RM | L-Valine (EN) | Heavy metals | 1 | - | Dilute acetic acid | 2 | 4 | mi. | 4110
RM | L-Valine (EN) | Heavy metals | 1 | - | Volumetric pipet 2 ml. | 4 | 1 | pcs. | -
RM | L-Valine (EN) | Heavy metals | 1 | - | Sodium sulfide TS. | 2 | 0.5 | mi. | 4087
RM | L-Valine (EN) | Heavy metals | 1 | - | Beaker 50 ml. | 4 | 1 | pcs | -
RM | L-Valine (EN) | Arsenic | 1 | - | Analytical balance 4 dg | 5 | 5 | min | -
RM | L-Valine (EN) | Arsenic | 1 | - | Pipet 10 ml. | 4 | 1 | pcs | -
RM | L-Valine (EN) | Arsenic | 1 | - | Pipet 5 ml. | 4 | 2 | pcs | -
RM | L-Valine (EN) | Arsenic | 1 | - | Pipet 1 ml. | 4 | 4 | pcs | -
RM | L-Valine (EN) | Arsenic | 1 | - | Pipet 2 ml. | 4 | 1 | pcs | -
RM | L-Valine (EN) | Arsenic | 1 | - | Pipet 3 ml. | 4 | 2 | pcs | -
RM | L-Valine (EN) | Arsenic | 1 | - | Pipet 20 ml. | 4 | 1 | pcs | -
RM | L-Valine (EN) | Arsenic | 1 | - | Beaker 50 ml. | 4 | 1 | pcs | -
RM | L-Valine (EN) | Arsenic | 1 | - | Volumetric flask 100 ml. | 4 | 4 | pcs | -
RM | L-Valine (EN) | Arsenic | 1 | - | Volumetric flask 50 ml. | 4 | 2 | pcs | -
RM | L-Valine (EN) | Arsenic | 1 | - | Volumetric flask 500 ml. | 4 | 1 | pcs | -
RM | L-Valine (EN) | Arsenic | 1 | - | Volumetric flask 1000 ml. | 4 | 1 | pcs | -
RM | L-Valine (EN) | Arsenic | 1 | - | Generator bottle | 4 | 4 | pcs | -
RM | L-Valine (EN) | Arsenic | 1 | - | อุปกรณ์ Arsenic | 4 | 4 | pcs | -
RM | L-Valine (EN) | Arsenic | 1 | - | Arseni trioxide | 2 | 0.1 | g. | None in WI
RM | L-Valine (EN) | Arsenic | 1 | P045 | Propan-2-ol RS for HPLC | 1 | 4 | ml. | -
RM | L-Valine (EN) | Arsenic | 1 | - | Sodium hydroxide (1 in 5) | 2 | 5 | ml. | None in WI
RM | L-Valine (EN) | Arsenic | 1 | - | 2 N Sulfuric acid | 2 | 50 | ml. | 4094
RM | L-Valine (EN) | Arsenic | 1 | - | 7 N Sulfuric acid | 2 | 500 | ml. | None in WI
RM | L-Valine (EN) | Arsenic | 1 | - | Tin (II) chloride | 2 | 100 | ml. | 4190
RM | L-Valine (EN) | Arsenic | 1 | - | Lead (II) acetate | 2 | 100 | ml. | 4112
RM | L-Valine (EN) | Arsenic | 1 | - | Absorbing solution | 2 | 100 | ml. | 4187
RM | L-Valine (EN) | Arsenic | 1 | - | Potassium iodide TS. | 2 | 50 | ml. | 4113
RM | L-Valine (EN) | Loss on drying | 1 | - | Analytical balance 4 dg | 5 | 5 | min | -
RM | L-Valine (EN) | Loss on drying | 3 | - | Weighting bottle | 4 | 1 | pcs. | -
RM | L-Valine (EN) | Loss on drying | 1 | - | Hot air oven | 5 | 180 | min | -
RM | L-Valine (EN) | Loss on drying | 1 | - | Desicator | 4 | 30 | min | -
RM | L-Valine (EN) | Assay | 1 | - | Weighting bottle | 4 | 1 | pcs. | -
RM | L-Valine (EN) | Assay | 1 | - | Hot air oven | 5 | 120 | min | -
RM | L-Valine (EN) | Assay | 3 | - | Erlenmeyer flask 250 ml. | 4 | 1 | pcs. | -
RM | L-Valine (EN) | Assay | 1 | - | Analytical balance 5 dg | 5 | 5 | min | -
RM | L-Valine (EN) | Assay | 1 | - | Magnetic bar | 4 | 3 | pcs. | -
RM | L-Valine (EN) | Assay | 1 | - | Magnetic stirrer | 4 | 1 | pcs. | -
RM | L-Valine (EN) | Assay | 1 | - | Burette | 4 | 1 | pcs. | -
RM | L-Valine (EN) | Assay | 1 | - | Stand | 4 | 1 | pcs. | -
RM | L-Valine (EN) | Assay | 1 | - | Beaker 100 ml. | 4 | 1 | pcs. | -
RM | L-Valine (EN) | Assay | 1 | - | Beaker 250 ml. | 4 | 1 | pcs. | -
RM | L-Valine (EN) | Assay | 1 | - | Cylinder glass 50 ml. | 4 | 1 | pcs. | -
RM | L-Valine (EN) | Assay | 1 | - | 0.1 N Perchloric acid | 2 | 50 | ml. | 3017
RM | L-Valine (EN) | Assay | 1 | - | α-naphtholbenzene | 2 | 0.5 | ml. | None in WI
RM | L-Valine (EN) | Assay | 1 | A020 | Acetic acid, Glacial | 1 | 150 | ml. | -
RM | L-Valine (EN) | Assay | 1 | F005 | Formic acid | 1 | 9 | ml. | -
RM | L-Valine (EN) | Assay | 1 | - | Volumetric pipet 3 ml. | 4 | 1 | pcs. | -
RM | L-Valine (EN) | Residue on ignition | 1 | - | Crucible 50 ml. | 4 | 3 | pcs | -
RM | L-Valine (EN) | Residue on ignition | 3 | S016 | Sulfuric acid | 1 | 1 | ml. | -
RM | L-Valine (EN) | Residue on ignition | 1 | - | Hot plate | 4 | 1 | pcs | -
RM | L-Valine (EN) | Residue on ignition | 1 | - | Muffle furnace | 4 | 480 | min | -
RM | L-Valine (EN) | Residue on ignition | 1 | - | Analytical balance 4 dg | 5 | 5 | min | -
RM | L-Valine (EN) | Residue on ignition | 1 | - | Desicator | 4 | 30 | min | -
RM | L-Lysine hydrochloride (EN) | Description | 1 | - | None | None | None | None | -
RM | L-Lysine hydrochloride (EN) | Identification | 1 | - | Analytical balance 2 dg | 5 | 5 | min | -
RM | L-Lysine hydrochloride (EN) | Identification | 1 | - | Beaker 50 ml. | 4 | 2 | pcs. | -
RM | L-Lysine hydrochloride (EN) | Identification | 1 | - | Volumetric pipet 5 ml. | 4 | 1 | pcs. | -
RM | L-Lysine hydrochloride (EN) | Identification | 1 | - | Water bath | 4 | 3 | min | -
RM | L-Lysine hydrochloride (EN) | Identification | 1 | - | Ninhydrin TS. | 2 | 1 | ml. | 1009
RM | L-Lysine hydrochloride (EN) | Identification | 1 | - | Volumetric flask 100 ml. | 4 | 1 | pcs. | -
RM | L-Lysine hydrochloride (EN) | Specific rotation | 1 | - | Analytical balance 4 dg | 5 | 5 | min | -
RM | L-Lysine hydrochloride (EN) | Specific rotation | 3 | - | Beaker 100 ml. | 4 | 1 | pcs | -
RM | L-Lysine hydrochloride (EN) | Specific rotation | 1 | - | Magnetic bar | 4 | 3 | pcs | -
RM | L-Lysine hydrochloride (EN) | Specific rotation | 1 | - | Magnetic stirrer | 4 | 1 | pcs | -
RM | L-Lysine hydrochloride (EN) | Specific rotation | 1 | - | Volumetric flask 50 ml. | 4 | 3 | pcs | -
RM | L-Lysine hydrochloride (EN) | Specific rotation | 1 | - | Polarimeter | 5 | 30 | min | -
RM | L-Lysine hydrochloride (EN) | Specific rotation | 1 | - | Sonicator | 5 | 30 | min | -
RM | L-Lysine hydrochloride (EN) | Specific rotation | 1 | - | 6 N Hydrochloric acid | 2 | 150 | ml. | 4039
RM | L-Lysine hydrochloride (EN) | pH | 1 | - | Analytical balance 2 dg | 5 | 5 | min | -
RM | L-Lysine hydrochloride (EN) | pH | 3 | - | Beaker 100 ml. | 4 | 1 | pcs. | -
RM | L-Lysine hydrochloride (EN) | pH | 1 | - | Magnetic bar | 4 | 3 | pcs. | -
RM | L-Lysine hydrochloride (EN) | pH | 1 | - | Magnetic stirrer | 4 | 1 | pcs. | -
RM | L-Lysine hydrochloride (EN) | pH | 1 | - | pH meter | 5 | 30 | min | -
RM | L-Lysine hydrochloride (EN) | Ammonium | 1 | - | Analytical balance 4 dg | 5 | 5 | min | -
RM | L-Lysine hydrochloride (EN) | Ammonium | 1 | - | Nessler tube 50 ml. | 4 | 2 | pcs | -
RM | L-Lysine hydrochloride (EN) | Ammonium | 1 | - | Amonium standard solution (1 ppm NH4) | 2 | 5 | ml. | None in WI
RM | L-Lysine hydrochloride (EN) | Ammonium | 1 | - | 1 N Sodium hydroxide | 2 | 2 | ml. | 4082
RM | L-Lysine hydrochloride (EN) | Ammonium | 1 | - | Alkalinem potassium tetraiodomercurate solution | 2 | 0.6 | ml. | None in WI
RM | L-Lysine hydrochloride (EN) | Ammonium | 1 | - | Volumetric pipet 5 ml. | 4 | 1 | pcs. | -
RM | L-Lysine hydrochloride (EN) | Ammonium | 1 | - | Filter paper No.2 | 3 | 1 | pcs | -
RM | L-Lysine hydrochloride (EN) | Sulfate | 1 | - | Analytical balance 4 dg | 5 | 5 | min | -
RM | L-Lysine hydrochloride (EN) | Sulfate | 1 | - | Nessler tube 50 ml. | 4 | 2 | pcs | -
RM | L-Lysine hydrochloride (EN) | Sulfate | 1 | - | Dilute hydrochloric acid | 2 | 2 | ml. | 4045
RM | L-Lysine hydrochloride (EN) | Sulfate | 1 | - | 0.01 N Sulfuric acid | 2 | 0.5 | mi. | 4098
RM | L-Lysine hydrochloride (EN) | Sulfate | 1 | - | Filter paper No.2 | 3 | 1 | pcs | -
RM | L-Lysine hydrochloride (EN) | Sulfate | 1 | - | Graduated pipet 1 ml. | 4 | 1 | pcs | -
RM | L-Lysine hydrochloride (EN) | Sulfate | 1 | - | Barium cholride TS. | 2 | 4 | mi. | 4015
RM | L-Lysine hydrochloride (EN) | Iron | 1 | - | Analytical balance 4 dg | 5 | 5 | min | -
RM | L-Lysine hydrochloride (EN) | Iron | 1 | - | Nessler tube 50 ml. | 4 | 2 | pcs | -
RM | L-Lysine hydrochloride (EN) | Iron | 1 | - | Acetic acid - Sodium acetate buffer solution (pH 4.5) | 2 | 60 | mi. | None in WI
RM | L-Lysine hydrochloride (EN) | Iron | 1 | - | L-Ascorbid acid (1 in 100) | 2 | 4 | mi. | None in WI
RM | L-Lysine hydrochloride (EN) | Iron | 1 | - | α,α'-Bipyridyl in ethanol (1 in 200) | 2 | 2 | mi. | None in WI
RM | L-Lysine hydrochloride (EN) | Iron | 1 | - | Filter paper No.2 | 3 | 1 | pcs | -
RM | L-Lysine hydrochloride (EN) | Iron | 1 | - | Beaker 50 ml. | 4 | 1 | pcs | -
RM | L-Lysine hydrochloride (EN) | Iron | 1 | - | Graduated pipet 1 ml. | 4 | 1 | pcs | -
RM | L-Lysine hydrochloride (EN) | Heavy metals | 1 | - | Analytical balance 4 dg | 5 | 5 | min | -
RM | L-Lysine hydrochloride (EN) | Heavy metals | 1 | - | Nessler tube 50 ml. | 4 | 2 | pcs | -
RM | L-Lysine hydrochloride (EN) | Heavy metals | 1 | - | Filter paper No.2 | 3 | 1 | pcs | -
RM | L-Lysine hydrochloride (EN) | Heavy metals | 1 | - | Dilute acetic acid | 2 | 4 | mi. | 4110
RM | L-Lysine hydrochloride (EN) | Heavy metals | 1 | - | Volumetric pipet 2 ml. | 4 | 1 | pcs. | -
RM | L-Lysine hydrochloride (EN) | Heavy metals | 1 | - | Sodium sulfide TS. | 2 | 0.5 | mi. | 4087
RM | L-Lysine hydrochloride (EN) | Heavy metals | 1 | - | Beaker 50 ml. | 4 | 1 | pcs | -
RM | L-Lysine hydrochloride (EN) | Arsenic | 1 | - | Analytical balance 4 dg | 5 | 5 | min | -
RM | L-Lysine hydrochloride (EN) | Arsenic | 1 | - | Pipet 10 ml. | 4 | 1 | pcs | -
RM | L-Lysine hydrochloride (EN) | Arsenic | 1 | - | Pipet 5 ml. | 4 | 2 | pcs | -
RM | L-Lysine hydrochloride (EN) | Arsenic | 1 | - | Pipet 1 ml. | 4 | 4 | pcs | -
RM | L-Lysine hydrochloride (EN) | Arsenic | 1 | - | Pipet 2 ml. | 4 | 1 | pcs | -
RM | L-Lysine hydrochloride (EN) | Arsenic | 1 | - | Pipet 3 ml. | 4 | 2 | pcs | -
RM | L-Lysine hydrochloride (EN) | Arsenic | 1 | - | Pipet 20 ml. | 4 | 1 | pcs | -
RM | L-Lysine hydrochloride (EN) | Arsenic | 1 | - | Beaker 50 ml. | 4 | 1 | pcs | -
RM | L-Lysine hydrochloride (EN) | Arsenic | 1 | - | Volumetric flask 100 ml. | 4 | 4 | pcs | -
RM | L-Lysine hydrochloride (EN) | Arsenic | 1 | - | Volumetric flask 50 ml. | 4 | 2 | pcs | -
RM | L-Lysine hydrochloride (EN) | Arsenic | 1 | - | Volumetric flask 500 ml. | 4 | 1 | pcs | -
RM | L-Lysine hydrochloride (EN) | Arsenic | 1 | - | Volumetric flask 1000 ml. | 4 | 1 | pcs | -
RM | L-Lysine hydrochloride (EN) | Arsenic | 1 | - | Generator bottle | 4 | 4 | pcs | -
RM | L-Lysine hydrochloride (EN) | Arsenic | 1 | - | อุปกรณ์ Arsenic | 4 | 4 | pcs | -
RM | L-Lysine hydrochloride (EN) | Arsenic | 1 | - | Arseni trioxide | 2 | 0.1 | g. | None in WI
RM | L-Lysine hydrochloride (EN) | Arsenic | 1 | P045 | Propan-2-ol RS for HPLC | 1 | 4 | ml. | -
RM | L-Lysine hydrochloride (EN) | Arsenic | 1 | - | Sodium hydroxide (1 in 5) | 2 | 5 | ml. | None in WI
RM | L-Lysine hydrochloride (EN) | Arsenic | 1 | - | 2 N Sulfuric acid | 2 | 50 | ml. | 4094
RM | L-Lysine hydrochloride (EN) | Arsenic | 1 | - | 7 N Sulfuric acid | 2 | 500 | ml. | None in WI
RM | L-Lysine hydrochloride (EN) | Arsenic | 1 | - | Tin (II) chloride | 2 | 100 | ml. | 4190
RM | L-Lysine hydrochloride (EN) | Arsenic | 1 | - | Lead (II) acetate | 2 | 100 | ml. | 4112
RM | L-Lysine hydrochloride (EN) | Arsenic | 1 | - | Absorbing solution | 2 | 100 | ml. | 4187
RM | L-Lysine hydrochloride (EN) | Arsenic | 1 | - | Potassium iodide TS. | 2 | 50 | ml. | 4113
RM | L-Lysine hydrochloride (EN) | Loss on drying | 1 | - | Analytical balance 4 dg | 5 | 5 | min | -
RM | L-Lysine hydrochloride (EN) | Loss on drying | 3 | - | Weighting bottle | 4 | 1 | pcs. | -
RM | L-Lysine hydrochloride (EN) | Loss on drying | 1 | - | Hot air oven | 5 | 180 | min | -
RM | L-Lysine hydrochloride (EN) | Loss on drying | 1 | - | Desicator | 4 | 30 | min | -
RM | L-Lysine hydrochloride (EN) | Assay | 1 | - | Weighting bottle | 4 | 1 | pcs. | -
RM | L-Lysine hydrochloride (EN) | Assay | 1 | - | Hot air oven | 5 | 120 | min | -
RM | L-Lysine hydrochloride (EN) | Assay | 3 | - | Erlenmeyer flask 250 ml. | 4 | 1 | pcs. | -
RM | L-Lysine hydrochloride (EN) | Assay | 1 | - | Analytical balance 5 dg | 5 | 5 | min | -
RM | L-Lysine hydrochloride (EN) | Assay | 1 | - | Magnetic bar | 4 | 3 | pcs. | -
RM | L-Lysine hydrochloride (EN) | Assay | 1 | - | Magnetic stirrer | 4 | 1 | pcs. | -
RM | L-Lysine hydrochloride (EN) | Assay | 1 | - | Burette | 4 | 1 | pcs. | -
RM | L-Lysine hydrochloride (EN) | Assay | 1 | - | Stand | 4 | 1 | pcs. | -
RM | L-Lysine hydrochloride (EN) | Assay | 1 | - | Beaker 100 ml. | 4 | 1 | pcs. | -
RM | L-Lysine hydrochloride (EN) | Assay | 1 | - | Beaker 250 ml. | 4 | 1 | pcs. | -
RM | L-Lysine hydrochloride (EN) | Assay | 1 | - | Cylinder glass 50 ml. | 4 | 1 | pcs. | -
RM | L-Lysine hydrochloride (EN) | Assay | 1 | - | 0.1 N Perchloric acid | 2 | 50 | ml. | 3017
RM | L-Lysine hydrochloride (EN) | Assay | 1 | - | α-naphtholbenzene | 2 | 0.5 | ml. | None in WI
RM | L-Lysine hydrochloride (EN) | Assay | 1 | A020 | Acetic acid, Glacial | 1 | 150 | ml. | -
RM | L-Lysine hydrochloride (EN) | Assay | 1 | F005 | Formic acid | 1 | 9 | ml. | -
RM | L-Lysine hydrochloride (EN) | Assay | 1 | - | Volumetric pipet 3 ml. | 4 | 1 | pcs. | -
RM | L-Lysine hydrochloride (EN) | Residue on ignition | 1 | - | Crucible 50 ml. | 4 | 3 | pcs | -
RM | L-Lysine hydrochloride (EN) | Residue on ignition | 3 | S016 | Sulfuric acid | 1 | 1 | ml. | -
RM | L-Lysine hydrochloride (EN) | Residue on ignition | 1 | - | Hot plate | 4 | 1 | pcs | -
RM | L-Lysine hydrochloride (EN) | Residue on ignition | 1 | - | Muffle furnace | 4 | 480 | min | -
RM | L-Lysine hydrochloride (EN) | Residue on ignition | 1 | - | Analytical balance 4 dg | 5 | 5 | min | -
RM | L-Lysine hydrochloride (EN) | Residue on ignition | 1 | - | Desicator | 4 | 30 | min | -
RM | L-Threonine (EN) | Description | 1 | - | None | None | None | None | -
RM | L-Threonine (EN) | Identification | 1 | - | Analytical balance 2 dg | 5 | 5 | min | -
RM | L-Threonine (EN) | Identification | 1 | - | Beaker 50 ml. | 4 | 2 | pcs. | -
RM | L-Threonine (EN) | Identification | 1 | - | Volumetric pipet 5 ml. | 4 | 1 | pcs. | -
RM | L-Threonine (EN) | Identification | 1 | - | Water bath | 4 | 3 | min | -
RM | L-Threonine (EN) | Identification | 1 | - | Ninhydrin TS. | 2 | 1 | ml. | 1009
RM | L-Threonine (EN) | Identification | 1 | - | Volumetric flask 100 ml. | 4 | 1 | pcs. | -
RM | L-Threonine (EN) | Specific rotation | 1 | - | Analytical balance 4 dg | 5 | 5 | min | -
RM | L-Threonine (EN) | Specific rotation | 3 | - | Beaker 100 ml. | 4 | 1 | pcs | -
RM | L-Threonine (EN) | Specific rotation | 1 | - | Magnetic bar | 4 | 3 | pcs | -
RM | L-Threonine (EN) | Specific rotation | 1 | - | Magnetic stirrer | 4 | 1 | pcs | -
RM | L-Threonine (EN) | Specific rotation | 1 | - | Volumetric flask 50 ml. | 4 | 3 | pcs | -
RM | L-Threonine (EN) | Specific rotation | 1 | - | Polarimeter | 5 | 30 | min | -
RM | L-Threonine (EN) | Specific rotation | 1 | - | Sonicator | 5 | 30 | min | -
RM | L-Threonine (EN) | pH | 1 | - | Analytical balance 2 dg | 5 | 5 | min | -
RM | L-Threonine (EN) | pH | 3 | - | Beaker 100 ml. | 4 | 1 | pcs. | -
RM | L-Threonine (EN) | pH | 1 | - | Magnetic bar | 4 | 3 | pcs. | -
RM | L-Threonine (EN) | pH | 1 | - | Magnetic stirrer | 4 | 1 | pcs. | -
RM | L-Threonine (EN) | pH | 1 | - | pH meter | 5 | 30 | min | -
RM | L-Threonine (EN) | Chloride | 1 | - | Analytical balance 4 dg | 5 | 5 | min | -
RM | L-Threonine (EN) | Chloride | 1 | - | Nessler tube 50 ml. | 4 | 2 | pcs | -
RM | L-Threonine (EN) | Chloride | 1 | - | Dilute nitric acid | 2 | 12 | ml. | 4168
RM | L-Threonine (EN) | Chloride | 1 | - | Filter paper No.2 | 3 | 1 | pcs | -
RM | L-Threonine (EN) | Chloride | 1 | - | 0.01 N Hydrochloric acid TS. | 2 | 0.4 | ml. | 4043
RM | L-Threonine (EN) | Chloride | 1 | - | Silver nitrate TS. | 2 | 2 | ml. | 4076
RM | L-Threonine (EN) | Chloride | 1 | - | Graduated pipet 2.5 ml. | 4 | 1 | pcs | -
RM | L-Threonine (EN) | Ammonium | 1 | - | Analytical balance 4 dg | 5 | 5 | min | -
RM | L-Threonine (EN) | Ammonium | 1 | - | Nessler tube 50 ml. | 4 | 2 | pcs | -
RM | L-Threonine (EN) | Ammonium | 1 | - | Amonium standard solution (1 ppm NH4) | 2 | 5 | ml. | None in WI
RM | L-Threonine (EN) | Ammonium | 1 | - | 1 N Sodium hydroxide | 2 | 2 | ml. | 4082
RM | L-Threonine (EN) | Ammonium | 1 | - | Alkalinem potassium tetraiodomercurate solution | 2 | 0.6 | ml. | None in WI
RM | L-Threonine (EN) | Ammonium | 1 | - | Volumetric pipet 5 ml. | 4 | 1 | pcs. | -
RM | L-Threonine (EN) | Ammonium | 1 | - | Filter paper No.2 | 3 | 1 | pcs | -
RM | L-Threonine (EN) | Sulfate | 1 | - | Analytical balance 4 dg | 5 | 5 | min | -
RM | L-Threonine (EN) | Sulfate | 1 | - | Nessler tube 50 ml. | 4 | 2 | pcs | -
RM | L-Threonine (EN) | Sulfate | 1 | - | Dilute hydrochloric acid | 2 | 2 | ml. | 4045
RM | L-Threonine (EN) | Sulfate | 1 | - | 0.01 N Sulfuric acid | 2 | 0.5 | mi. | 4098
RM | L-Threonine (EN) | Sulfate | 1 | - | Filter paper No.2 | 3 | 1 | pcs | -
RM | L-Threonine (EN) | Sulfate | 1 | - | Graduated pipet 1 ml. | 4 | 1 | pcs | -
RM | L-Threonine (EN) | Sulfate | 1 | - | Barium cholride TS. | 2 | 4 | mi. | 4015
RM | L-Threonine (EN) | Iron | 1 | - | Analytical balance 4 dg | 5 | 5 | min | -
RM | L-Threonine (EN) | Iron | 1 | - | Nessler tube 50 ml. | 4 | 2 | pcs | -
RM | L-Threonine (EN) | Iron | 1 | - | Acetic acid - Sodium acetate buffer solution (pH 4.5) | 2 | 60 | mi. | None in WI
RM | L-Threonine (EN) | Iron | 1 | - | L-Ascorbid acid (1 in 100) | 2 | 4 | mi. | None in WI
RM | L-Threonine (EN) | Iron | 1 | - | α,α'-Bipyridyl in ethanol (1 in 200) | 2 | 2 | mi. | None in WI
RM | L-Threonine (EN) | Iron | 1 | - | Filter paper No.2 | 3 | 1 | pcs | -
RM | L-Threonine (EN) | Iron | 1 | - | Beaker 50 ml. | 4 | 1 | pcs | -
RM | L-Threonine (EN) | Iron | 1 | - | Graduated pipet 1 ml. | 4 | 1 | pcs | -
RM | L-Threonine (EN) | Heavy metals | 1 | - | Analytical balance 4 dg | 5 | 5 | min | -
RM | L-Threonine (EN) | Heavy metals | 1 | - | Nessler tube 50 ml. | 4 | 2 | pcs | -
RM | L-Threonine (EN) | Heavy metals | 1 | - | Filter paper No.2 | 3 | 1 | pcs | -
RM | L-Threonine (EN) | Heavy metals | 1 | - | Dilute acetic acid | 2 | 4 | mi. | 4110
RM | L-Threonine (EN) | Heavy metals | 1 | - | Volumetric pipet 2 ml. | 4 | 1 | pcs. | -
RM | L-Threonine (EN) | Heavy metals | 1 | - | Sodium sulfide TS. | 2 | 0.5 | mi. | 4087
RM | L-Threonine (EN) | Heavy metals | 1 | - | Beaker 50 ml. | 4 | 1 | pcs | -
RM | L-Threonine (EN) | Arsenic | 1 | - | Analytical balance 4 dg | 5 | 5 | min | -
RM | L-Threonine (EN) | Arsenic | 1 | - | Pipet 10 ml. | 4 | 1 | pcs | -
RM | L-Threonine (EN) | Arsenic | 1 | - | Pipet 5 ml. | 4 | 2 | pcs | -
RM | L-Threonine (EN) | Arsenic | 1 | - | Pipet 1 ml. | 4 | 4 | pcs | -
RM | L-Threonine (EN) | Arsenic | 1 | - | Pipet 2 ml. | 4 | 1 | pcs | -
RM | L-Threonine (EN) | Arsenic | 1 | - | Pipet 3 ml. | 4 | 2 | pcs | -
RM | L-Threonine (EN) | Arsenic | 1 | - | Pipet 20 ml. | 4 | 1 | pcs | -
RM | L-Threonine (EN) | Arsenic | 1 | - | Beaker 50 ml. | 4 | 1 | pcs | -
RM | L-Threonine (EN) | Arsenic | 1 | - | Volumetric flask 100 ml. | 4 | 4 | pcs | -
RM | L-Threonine (EN) | Arsenic | 1 | - | Volumetric flask 50 ml. | 4 | 2 | pcs | -
RM | L-Threonine (EN) | Arsenic | 1 | - | Volumetric flask 500 ml. | 4 | 1 | pcs | -
RM | L-Threonine (EN) | Arsenic | 1 | - | Volumetric flask 1000 ml. | 4 | 1 | pcs | -
RM | L-Threonine (EN) | Arsenic | 1 | - | Generator bottle | 4 | 4 | pcs | -
RM | L-Threonine (EN) | Arsenic | 1 | - | อุปกรณ์ Arsenic | 4 | 4 | pcs | -
RM | L-Threonine (EN) | Arsenic | 1 | - | Arseni trioxide | 2 | 0.1 | g. | None in WI
RM | L-Threonine (EN) | Arsenic | 1 | P045 | Propan-2-ol RS for HPLC | 1 | 4 | ml. | -
RM | L-Threonine (EN) | Arsenic | 1 | - | Sodium hydroxide (1 in 5) | 2 | 5 | ml. | None in WI
RM | L-Threonine (EN) | Arsenic | 1 | - | 2 N Sulfuric acid | 2 | 50 | ml. | 4094
RM | L-Threonine (EN) | Arsenic | 1 | - | 7 N Sulfuric acid | 2 | 500 | ml. | None in WI
RM | L-Threonine (EN) | Arsenic | 1 | - | Tin (II) chloride | 2 | 100 | ml. | 4190
RM | L-Threonine (EN) | Arsenic | 1 | - | Lead (II) acetate | 2 | 100 | ml. | 4112
RM | L-Threonine (EN) | Arsenic | 1 | - | Absorbing solution | 2 | 100 | ml. | 4187
RM | L-Threonine (EN) | Arsenic | 1 | - | Potassium iodide TS. | 2 | 50 | ml. | 4113
RM | L-Threonine (EN) | Loss on drying | 1 | - | Analytical balance 4 dg | 5 | 5 | min | -
RM | L-Threonine (EN) | Loss on drying | 3 | - | Weighting bottle | 4 | 1 | pcs. | -
RM | L-Threonine (EN) | Loss on drying | 1 | - | Hot air oven | 5 | 180 | min | -
RM | L-Threonine (EN) | Loss on drying | 1 | - | Desicator | 4 | 30 | min | -
RM | L-Threonine (EN) | Assay | 1 | - | Weighting bottle | 4 | 1 | pcs. | -
RM | L-Threonine (EN) | Assay | 1 | - | Hot air oven | 5 | 120 | min | -
RM | L-Threonine (EN) | Assay | 3 | - | Erlenmeyer flask 250 ml. | 4 | 1 | pcs. | -
RM | L-Threonine (EN) | Assay | 1 | - | Analytical balance 5 dg | 5 | 5 | min | -
RM | L-Threonine (EN) | Assay | 1 | - | Magnetic bar | 4 | 3 | pcs. | -
RM | L-Threonine (EN) | Assay | 1 | - | Magnetic stirrer | 4 | 1 | pcs. | -
RM | L-Threonine (EN) | Assay | 1 | - | Burette | 4 | 1 | pcs. | -
RM | L-Threonine (EN) | Assay | 1 | - | Stand | 4 | 1 | pcs. | -
RM | L-Threonine (EN) | Assay | 1 | - | Beaker 100 ml. | 4 | 1 | pcs. | -
RM | L-Threonine (EN) | Assay | 1 | - | Beaker 250 ml. | 4 | 1 | pcs. | -
RM | L-Threonine (EN) | Assay | 1 | - | Cylinder glass 50 ml. | 4 | 1 | pcs. | -
RM | L-Threonine (EN) | Assay | 1 | - | 0.1 N Perchloric acid | 2 | 50 | ml. | 3017
RM | L-Threonine (EN) | Assay | 1 | - | α-naphtholbenzene | 2 | 0.5 | ml. | None in WI
RM | L-Threonine (EN) | Assay | 1 | A020 | Acetic acid, Glacial | 1 | 150 | ml. | -
RM | L-Threonine (EN) | Assay | 1 | F005 | Formic acid | 1 | 9 | ml. | -
RM | L-Threonine (EN) | Assay | 1 | - | Volumetric pipet 3 ml. | 4 | 1 | pcs. | -
RM | L-Threonine (EN) | Residue on ignition | 1 | - | Crucible 50 ml. | 4 | 3 | pcs | -
RM | L-Threonine (EN) | Residue on ignition | 3 | S016 | Sulfuric acid | 1 | 1 | ml. | -
RM | L-Threonine (EN) | Residue on ignition | 1 | - | Hot plate | 4 | 1 | pcs | -
RM | L-Threonine (EN) | Residue on ignition | 1 | - | Muffle furnace | 4 | 480 | min | -
RM | L-Threonine (EN) | Residue on ignition | 1 | - | Analytical balance 4 dg | 5 | 5 | min | -
RM | L-Threonine (EN) | Residue on ignition | 1 | - | Desicator | 4 | 30 | min | -
RM | L-Tryptophan (EN) | Description | 1 | - | None | None | None | None | -
RM | L-Tryptophan (EN) | Identification | 1 | - | Analytical balance 2 dg | 5 | 5 | min | -
RM | L-Tryptophan (EN) | Identification | 1 | - | Beaker 50 ml. | 4 | 2 | pcs. | -
RM | L-Tryptophan (EN) | Identification | 1 | - | Volumetric pipet 5 ml. | 4 | 1 | pcs. | -
RM | L-Tryptophan (EN) | Identification | 1 | - | Water bath | 4 | 3 | min | -
RM | L-Tryptophan (EN) | Identification | 1 | - | Ninhydrin TS. | 2 | 1 | ml. | 1009
RM | L-Tryptophan (EN) | Identification | 1 | - | Volumetric flask 100 ml. | 4 | 1 | pcs. | -
RM | L-Tryptophan (EN) | Specific rotation | 1 | - | Analytical balance 4 dg | 5 | 5 | min | -
RM | L-Tryptophan (EN) | Specific rotation | 3 | - | Beaker 100 ml. | 4 | 1 | pcs | -
RM | L-Tryptophan (EN) | Specific rotation | 1 | - | Magnetic bar | 4 | 3 | pcs | -
RM | L-Tryptophan (EN) | Specific rotation | 1 | - | Magnetic stirrer | 4 | 1 | pcs | -
RM | L-Tryptophan (EN) | Specific rotation | 1 | - | Volumetric flask 50 ml. | 4 | 3 | pcs | -
RM | L-Tryptophan (EN) | Specific rotation | 1 | - | Polarimeter | 5 | 30 | min | -
RM | L-Tryptophan (EN) | Specific rotation | 1 | - | Sonicator | 5 | 30 | min | -
RM | L-Tryptophan (EN) | Specific rotation | 1 | - | Crucible 50 ml. | 4 | 1 | pcs. | -
RM | L-Tryptophan (EN) | Specific rotation | 1 | - | Hot air oven | 4 | 1 | pcs. | -
RM | L-Tryptophan (EN) | pH | 1 | - | Analytical balance 2 dg | 5 | 5 | min | -
RM | L-Tryptophan (EN) | pH | 3 | - | Beaker 150 ml. | 4 | 1 | pcs. | -
RM | L-Tryptophan (EN) | pH | 1 | - | Magnetic bar | 4 | 3 | pcs. | -
RM | L-Tryptophan (EN) | pH | 1 | - | Magnetic stirrer | 4 | 1 | pcs. | -
RM | L-Tryptophan (EN) | pH | 1 | - | pH meter | 5 | 30 | min | -
RM | L-Tryptophan (EN) | pH | 1 | - | Hot plate | 4 | 1 | pcs. | -
RM | L-Tryptophan (EN) | Chloride | 1 | - | Analytical balance 4 dg | 5 | 5 | min | -
RM | L-Tryptophan (EN) | Chloride | 1 | - | Nessler tube 50 ml. | 4 | 2 | pcs | -
RM | L-Tryptophan (EN) | Chloride | 1 | - | Dilute nitric acid | 2 | 12 | ml. | 4168
RM | L-Tryptophan (EN) | Chloride | 1 | - | Filter paper No.2 | 3 | 1 | pcs | -
RM | L-Tryptophan (EN) | Chloride | 1 | - | 0.01 N Hydrochloric acid TS. | 2 | 0.4 | ml. | 4043
RM | L-Tryptophan (EN) | Chloride | 1 | - | Silver nitrate TS. | 2 | 2 | ml. | 4076
RM | L-Tryptophan (EN) | Chloride | 1 | - | Graduated pipet 2.5 ml. | 4 | 1 | pcs | -
RM | L-Tryptophan (EN) | Ammonium | 1 | - | Analytical balance 4 dg | 5 | 5 | min | -
RM | L-Tryptophan (EN) | Ammonium | 1 | - | Nessler tube 50 ml. | 4 | 2 | pcs | -
RM | L-Tryptophan (EN) | Ammonium | 1 | - | Amonium standard solution (1 ppm NH4) | 2 | 5 | ml. | None in WI
RM | L-Tryptophan (EN) | Ammonium | 1 | - | 1 N Sodium hydroxide | 2 | 2 | ml. | 4082
RM | L-Tryptophan (EN) | Ammonium | 1 | - | Alkalinem potassium tetraiodomercurate solution | 2 | 0.6 | ml. | None in WI
RM | L-Tryptophan (EN) | Ammonium | 1 | - | Volumetric pipet 5 ml. | 4 | 1 | pcs. | -
RM | L-Tryptophan (EN) | Ammonium | 1 | - | Filter paper No.2 | 3 | 1 | pcs | -
RM | L-Tryptophan (EN) | Sulfate | 1 | - | Analytical balance 4 dg | 5 | 5 | min | -
RM | L-Tryptophan (EN) | Sulfate | 1 | - | Nessler tube 50 ml. | 4 | 2 | pcs | -
RM | L-Tryptophan (EN) | Sulfate | 1 | - | Dilute hydrochloric acid | 2 | 2 | ml. | 4045
RM | L-Tryptophan (EN) | Sulfate | 1 | - | 0.01 N Sulfuric acid | 2 | 0.35 | mi. | 4098
RM | L-Tryptophan (EN) | Sulfate | 1 | - | Filter paper No.2 | 3 | 1 | pcs | -
RM | L-Tryptophan (EN) | Sulfate | 1 | - | Graduated pipet 1 ml. | 4 | 1 | pcs | -
RM | L-Tryptophan (EN) | Sulfate | 1 | - | Barium cholride TS. | 2 | 4 | mi. | 4015
RM | L-Tryptophan (EN) | Iron | 1 | - | Analytical balance 4 dg | 5 | 5 | min | -
RM | L-Tryptophan (EN) | Iron | 1 | - | Nessler tube 50 ml. | 4 | 2 | pcs | -
RM | L-Tryptophan (EN) | Iron | 1 | - | Acetic acid - Sodium acetate buffer solution (pH 4.5) | 2 | 60 | mi. | None in WI
RM | L-Tryptophan (EN) | Iron | 1 | - | L-Ascorbid acid (1 in 100) | 2 | 4 | mi. | None in WI
RM | L-Tryptophan (EN) | Iron | 1 | - | α,α'-Bipyridyl in ethanol (1 in 200) | 2 | 2 | mi. | None in WI
RM | L-Tryptophan (EN) | Iron | 1 | - | Filter paper No.2 | 3 | 1 | pcs | -
RM | L-Tryptophan (EN) | Iron | 1 | - | Beaker 50 ml. | 4 | 1 | pcs | -
RM | L-Tryptophan (EN) | Iron | 1 | - | Graduated pipet 1 ml. | 4 | 1 | pcs | -
RM | L-Tryptophan (EN) | Heavy metals | 1 | - | Analytical balance 4 dg | 5 | 5 | min | -
RM | L-Tryptophan (EN) | Heavy metals | 1 | - | Nessler tube 50 ml. | 4 | 2 | pcs | -
RM | L-Tryptophan (EN) | Heavy metals | 1 | - | Filter paper No.2 | 3 | 1 | pcs | -
RM | L-Tryptophan (EN) | Heavy metals | 1 | - | Dilute acetic acid | 2 | 4 | mi. | 4110
RM | L-Tryptophan (EN) | Heavy metals | 1 | - | Volumetric pipet 2 ml. | 4 | 1 | pcs. | -
RM | L-Tryptophan (EN) | Heavy metals | 1 | - | Sodium sulfide TS. | 2 | 0.5 | mi. | 4087
RM | L-Tryptophan (EN) | Heavy metals | 1 | - | Beaker 50 ml. | 4 | 1 | pcs | -
RM | L-Tryptophan (EN) | Arsenic | 1 | - | Analytical balance 4 dg | 5 | 5 | min | -
RM | L-Tryptophan (EN) | Arsenic | 1 | - | Pipet 10 ml. | 4 | 1 | pcs | -
RM | L-Tryptophan (EN) | Arsenic | 1 | - | Pipet 5 ml. | 4 | 2 | pcs | -
RM | L-Tryptophan (EN) | Arsenic | 1 | - | Pipet 1 ml. | 4 | 4 | pcs | -
RM | L-Tryptophan (EN) | Arsenic | 1 | - | Pipet 2 ml. | 4 | 1 | pcs | -
RM | L-Tryptophan (EN) | Arsenic | 1 | - | Pipet 3 ml. | 4 | 2 | pcs | -
RM | L-Tryptophan (EN) | Arsenic | 1 | - | Pipet 20 ml. | 4 | 1 | pcs | -
RM | L-Tryptophan (EN) | Arsenic | 1 | - | Beaker 50 ml. | 4 | 1 | pcs | -
RM | L-Tryptophan (EN) | Arsenic | 1 | - | Volumetric flask 100 ml. | 4 | 4 | pcs | -
RM | L-Tryptophan (EN) | Arsenic | 1 | - | Volumetric flask 50 ml. | 4 | 2 | pcs | -
RM | L-Tryptophan (EN) | Arsenic | 1 | - | Volumetric flask 500 ml. | 4 | 1 | pcs | -
RM | L-Tryptophan (EN) | Arsenic | 1 | - | Volumetric flask 1000 ml. | 4 | 1 | pcs | -
RM | L-Tryptophan (EN) | Arsenic | 1 | - | Generator bottle | 4 | 4 | pcs | -
RM | L-Tryptophan (EN) | Arsenic | 1 | - | อุปกรณ์ Arsenic | 4 | 4 | pcs | -
RM | L-Tryptophan (EN) | Arsenic | 1 | - | Arseni trioxide | 2 | 0.1 | g. | None in WI
RM | L-Tryptophan (EN) | Arsenic | 1 | P045 | Propan-2-ol RS for HPLC | 1 | 4 | ml. | -
RM | L-Tryptophan (EN) | Arsenic | 1 | - | Sodium hydroxide (1 in 5) | 2 | 5 | ml. | None in WI
RM | L-Tryptophan (EN) | Arsenic | 1 | - | 2 N Sulfuric acid | 2 | 50 | ml. | 4094
RM | L-Tryptophan (EN) | Arsenic | 1 | - | 7 N Sulfuric acid | 2 | 500 | ml. | None in WI
RM | L-Tryptophan (EN) | Arsenic | 1 | - | Tin (II) chloride | 2 | 100 | ml. | 4190
RM | L-Tryptophan (EN) | Arsenic | 1 | - | Lead (II) acetate | 2 | 100 | ml. | 4112
RM | L-Tryptophan (EN) | Arsenic | 1 | - | Absorbing solution | 2 | 100 | ml. | 4187
RM | L-Tryptophan (EN) | Arsenic | 1 | - | Potassium iodide TS. | 2 | 50 | ml. | 4113
RM | L-Tryptophan (EN) | Loss on drying | 1 | - | Analytical balance 4 dg | 5 | 5 | min | -
RM | L-Tryptophan (EN) | Loss on drying | 3 | - | Weighting bottle | 4 | 1 | pcs. | -
RM | L-Tryptophan (EN) | Loss on drying | 1 | - | Hot air oven | 5 | 180 | min | -
RM | L-Tryptophan (EN) | Loss on drying | 1 | - | Desicator | 4 | 30 | min | -
RM | L-Tryptophan (EN) | Assay | 1 | - | Weighting bottle | 4 | 1 | pcs. | -
RM | L-Tryptophan (EN) | Assay | 1 | - | Hot air oven | 5 | 120 | min | -
RM | L-Tryptophan (EN) | Assay | 3 | - | Erlenmeyer flask 250 ml. | 4 | 1 | pcs. | -
RM | L-Tryptophan (EN) | Assay | 1 | - | Analytical balance 5 dg | 5 | 5 | min | -
RM | L-Tryptophan (EN) | Assay | 1 | - | Magnetic bar | 4 | 3 | pcs. | -
RM | L-Tryptophan (EN) | Assay | 1 | - | Magnetic stirrer | 4 | 1 | pcs. | -
RM | L-Tryptophan (EN) | Assay | 1 | - | Burette | 4 | 1 | pcs. | -
RM | L-Tryptophan (EN) | Assay | 1 | - | Stand | 4 | 1 | pcs. | -
RM | L-Tryptophan (EN) | Assay | 1 | - | Beaker 100 ml. | 4 | 1 | pcs. | -
RM | L-Tryptophan (EN) | Assay | 1 | - | Beaker 250 ml. | 4 | 1 | pcs. | -
RM | L-Tryptophan (EN) | Assay | 1 | - | Cylinder glass 50 ml. | 4 | 1 | pcs. | -
RM | L-Tryptophan (EN) | Assay | 1 | - | 0.1 N Perchloric acid | 2 | 50 | ml. | 3017
RM | L-Tryptophan (EN) | Assay | 1 | - | α-naphtholbenzene | 2 | 0.5 | ml. | None in WI
RM | L-Tryptophan (EN) | Assay | 1 | A020 | Acetic acid, Glacial | 1 | 150 | ml. | -
RM | L-Tryptophan (EN) | Assay | 1 | F005 | Formic acid | 1 | 9 | ml. | -
RM | L-Tryptophan (EN) | Assay | 1 | - | Volumetric pipet 3 ml. | 4 | 1 | pcs. | -
RM | L-Arginine hydrochloride (EN) | Description | 1 | - | None | None | None | None | -
RM | L-Arginine hydrochloride (EN) | Identification | 1 | - | Analytical balance 2 dg | 5 | 5 | min | -
RM | L-Arginine hydrochloride (EN) | Identification | 1 | - | Beaker 50 ml. | 4 | 2 | pcs. | -
RM | L-Arginine hydrochloride (EN) | Identification | 1 | - | Volumetric pipet 5 ml. | 4 | 1 | pcs. | -
RM | L-Arginine hydrochloride (EN) | Identification | 1 | - | Water bath | 4 | 3 | min | -
RM | L-Arginine hydrochloride (EN) | Identification | 1 | - | Ninhydrin TS. | 2 | 1 | ml. | 1009
RM | L-Arginine hydrochloride (EN) | Identification | 1 | - | Volumetric flask 100 ml. | 4 | 1 | pcs. | -
RM | L-Arginine hydrochloride (EN) | Specific rotation | 1 | - | Crucible 50 ml. | 4 | 1 | pcs. | -
RM | L-Arginine hydrochloride (EN) | Specific rotation | 1 | - | Hot air oven | 4 | 1 | pcs. | -
RM | L-Arginine hydrochloride (EN) | Specific rotation | 1 | - | Analytical balance 4 dg | 5 | 5 | min | -
RM | L-Arginine hydrochloride (EN) | Specific rotation | 3 | - | Beaker 100 ml. | 4 | 1 | pcs | -
RM | L-Arginine hydrochloride (EN) | Specific rotation | 1 | - | Magnetic bar | 4 | 3 | pcs | -
RM | L-Arginine hydrochloride (EN) | Specific rotation | 1 | - | Magnetic stirrer | 4 | 1 | pcs | -
RM | L-Arginine hydrochloride (EN) | Specific rotation | 1 | - | Volumetric flask 100 ml. | 4 | 3 | pcs | -
RM | L-Arginine hydrochloride (EN) | Specific rotation | 1 | - | Polarimeter | 5 | 30 | min | -
RM | L-Arginine hydrochloride (EN) | Specific rotation | 1 | - | Sonicator | 5 | 30 | min | -
RM | L-Arginine hydrochloride (EN) | Specific rotation | 1 | - | 6 N Hydrochloric acid | 2 | 150 | ml. | 4039
RM | L-Arginine hydrochloride (EN) | pH | 1 | - | Analytical balance 2 dg | 5 | 5 | min | -
RM | L-Arginine hydrochloride (EN) | pH | 3 | - | Beaker 150 ml. | 4 | 1 | pcs. | -
RM | L-Arginine hydrochloride (EN) | pH | 1 | - | Magnetic bar | 4 | 3 | pcs. | -
RM | L-Arginine hydrochloride (EN) | pH | 1 | - | Magnetic stirrer | 4 | 1 | pcs. | -
RM | L-Arginine hydrochloride (EN) | pH | 1 | - | pH meter | 5 | 30 | min | -
RM | L-Arginine hydrochloride (EN) | pH | 1 | - | Hot plate | 4 | 1 | pcs. | -
RM | L-Arginine hydrochloride (EN) | Ammonium | 1 | - | Analytical balance 4 dg | 5 | 5 | min | -
RM | L-Arginine hydrochloride (EN) | Ammonium | 1 | - | Nessler tube 50 ml. | 4 | 2 | pcs | -
RM | L-Arginine hydrochloride (EN) | Ammonium | 1 | - | Amonium standard solution (1 ppm NH4) | 2 | 5 | ml. | None in WI
RM | L-Arginine hydrochloride (EN) | Ammonium | 1 | - | 1 N Sodium hydroxide | 2 | 2 | ml. | 4082
RM | L-Arginine hydrochloride (EN) | Ammonium | 1 | - | Alkalinem potassium tetraiodomercurate solution | 2 | 0.6 | ml. | None in WI
RM | L-Arginine hydrochloride (EN) | Ammonium | 1 | - | Volumetric pipet 5 ml. | 4 | 1 | pcs. | -
RM | L-Arginine hydrochloride (EN) | Ammonium | 1 | - | Filter paper No.2 | 3 | 1 | pcs | -
RM | L-Arginine hydrochloride (EN) | Sulfate | 1 | - | Analytical balance 4 dg | 5 | 5 | min | -
RM | L-Arginine hydrochloride (EN) | Sulfate | 1 | - | Nessler tube 50 ml. | 4 | 2 | pcs | -
RM | L-Arginine hydrochloride (EN) | Sulfate | 1 | - | Dilute hydrochloric acid | 2 | 2 | ml. | 4045
RM | L-Arginine hydrochloride (EN) | Sulfate | 1 | - | 0.01 N Sulfuric acid | 2 | 0.5 | mi. | 4098
RM | L-Arginine hydrochloride (EN) | Sulfate | 1 | - | Filter paper No.2 | 3 | 1 | pcs | -
RM | L-Arginine hydrochloride (EN) | Sulfate | 1 | - | Graduated pipet 1 ml. | 4 | 1 | pcs | -
RM | L-Arginine hydrochloride (EN) | Sulfate | 1 | - | Barium cholride TS. | 2 | 4 | mi. | 4015
RM | L-Arginine hydrochloride (EN) | Iron | 1 | - | Analytical balance 4 dg | 5 | 5 | min | -
RM | L-Arginine hydrochloride (EN) | Iron | 1 | - | Nessler tube 50 ml. | 4 | 2 | pcs | -
RM | L-Arginine hydrochloride (EN) | Iron | 1 | - | Acetic acid - Sodium acetate buffer solution (pH 4.5) | 2 | 60 | mi. | None in WI
RM | L-Arginine hydrochloride (EN) | Iron | 1 | - | L-Ascorbid acid (1 in 100) | 2 | 4 | mi. | None in WI
RM | L-Arginine hydrochloride (EN) | Iron | 1 | - | α,α'-Bipyridyl in ethanol (1 in 200) | 2 | 2 | mi. | None in WI
RM | L-Arginine hydrochloride (EN) | Iron | 1 | - | Filter paper No.2 | 3 | 1 | pcs | -
RM | L-Arginine hydrochloride (EN) | Iron | 1 | - | Beaker 50 ml. | 4 | 1 | pcs | -
RM | L-Arginine hydrochloride (EN) | Iron | 1 | - | Graduated pipet 1 ml. | 4 | 1 | pcs | -
RM | L-Arginine hydrochloride (EN) | Heavy metals | 1 | - | Analytical balance 4 dg | 5 | 5 | min | -
RM | L-Arginine hydrochloride (EN) | Heavy metals | 1 | - | Nessler tube 50 ml. | 4 | 2 | pcs | -
RM | L-Arginine hydrochloride (EN) | Heavy metals | 1 | - | Filter paper No.2 | 3 | 1 | pcs | -
RM | L-Arginine hydrochloride (EN) | Heavy metals | 1 | - | Dilute acetic acid | 2 | 4 | mi. | 4110
RM | L-Arginine hydrochloride (EN) | Heavy metals | 1 | - | Volumetric pipet 2 ml. | 4 | 1 | pcs. | -
RM | L-Arginine hydrochloride (EN) | Heavy metals | 1 | - | Sodium sulfide TS. | 2 | 0.5 | mi. | 4087
RM | L-Arginine hydrochloride (EN) | Heavy metals | 1 | - | Beaker 50 ml. | 4 | 1 | pcs | -
RM | L-Arginine hydrochloride (EN) | Arsenic | 1 | - | Analytical balance 4 dg | 5 | 5 | min | -
RM | L-Arginine hydrochloride (EN) | Arsenic | 1 | - | Pipet 10 ml. | 4 | 1 | pcs | -
RM | L-Arginine hydrochloride (EN) | Arsenic | 1 | - | Pipet 5 ml. | 4 | 2 | pcs | -
RM | L-Arginine hydrochloride (EN) | Arsenic | 1 | - | Pipet 1 ml. | 4 | 4 | pcs | -
RM | L-Arginine hydrochloride (EN) | Arsenic | 1 | - | Pipet 2 ml. | 4 | 1 | pcs | -
RM | L-Arginine hydrochloride (EN) | Arsenic | 1 | - | Pipet 3 ml. | 4 | 2 | pcs | -
RM | L-Arginine hydrochloride (EN) | Arsenic | 1 | - | Pipet 20 ml. | 4 | 1 | pcs | -
RM | L-Arginine hydrochloride (EN) | Arsenic | 1 | - | Beaker 50 ml. | 4 | 1 | pcs | -
RM | L-Arginine hydrochloride (EN) | Arsenic | 1 | - | Volumetric flask 100 ml. | 4 | 4 | pcs | -
RM | L-Arginine hydrochloride (EN) | Arsenic | 1 | - | Volumetric flask 50 ml. | 4 | 2 | pcs | -
RM | L-Arginine hydrochloride (EN) | Arsenic | 1 | - | Volumetric flask 500 ml. | 4 | 1 | pcs | -
RM | L-Arginine hydrochloride (EN) | Arsenic | 1 | - | Volumetric flask 1000 ml. | 4 | 1 | pcs | -
RM | L-Arginine hydrochloride (EN) | Arsenic | 1 | - | Generator bottle | 4 | 4 | pcs | -
RM | L-Arginine hydrochloride (EN) | Arsenic | 1 | - | อุปกรณ์ Arsenic | 4 | 4 | pcs | -
RM | L-Arginine hydrochloride (EN) | Arsenic | 1 | - | Arseni trioxide | 2 | 0.1 | g. | None in WI
RM | L-Arginine hydrochloride (EN) | Arsenic | 1 | P045 | Propan-2-ol RS for HPLC | 1 | 4 | ml. | -
RM | L-Arginine hydrochloride (EN) | Arsenic | 1 | - | Sodium hydroxide (1 in 5) | 2 | 5 | ml. | None in WI
RM | L-Arginine hydrochloride (EN) | Arsenic | 1 | - | 2 N Sulfuric acid | 2 | 50 | ml. | 4094
RM | L-Arginine hydrochloride (EN) | Arsenic | 1 | - | 7 N Sulfuric acid | 2 | 500 | ml. | None in WI
RM | L-Arginine hydrochloride (EN) | Arsenic | 1 | - | Tin (II) chloride | 2 | 100 | ml. | 4190
RM | L-Arginine hydrochloride (EN) | Arsenic | 1 | - | Lead (II) acetate | 2 | 100 | ml. | 4112
RM | L-Arginine hydrochloride (EN) | Arsenic | 1 | - | Absorbing solution | 2 | 100 | ml. | 4187
RM | L-Arginine hydrochloride (EN) | Arsenic | 1 | - | Potassium iodide TS. | 2 | 50 | ml. | 4113
RM | L-Arginine hydrochloride (EN) | Loss on drying | 1 | - | Analytical balance 4 dg | 5 | 5 | min | -
RM | L-Arginine hydrochloride (EN) | Loss on drying | 3 | - | Weighting bottle | 4 | 1 | pcs. | -
RM | L-Arginine hydrochloride (EN) | Loss on drying | 1 | - | Hot air oven | 5 | 180 | min | -
RM | L-Arginine hydrochloride (EN) | Loss on drying | 1 | - | Desicator | 4 | 30 | min | -
RM | L-Arginine hydrochloride (EN) | Assay | 1 | - | Weighting bottle | 4 | 1 | pcs. | -
RM | L-Arginine hydrochloride (EN) | Assay | 1 | - | Hot air oven | 5 | 120 | min | -
RM | L-Arginine hydrochloride (EN) | Assay | 3 | - | Erlenmeyer flask 250 ml. | 4 | 1 | pcs. | -
RM | L-Arginine hydrochloride (EN) | Assay | 1 | - | Analytical balance 5 dg | 5 | 5 | min | -
RM | L-Arginine hydrochloride (EN) | Assay | 1 | - | Magnetic bar | 4 | 3 | pcs. | -
RM | L-Arginine hydrochloride (EN) | Assay | 1 | - | Magnetic stirrer | 4 | 1 | pcs. | -
RM | L-Arginine hydrochloride (EN) | Assay | 1 | - | Burette | 4 | 1 | pcs. | -
RM | L-Arginine hydrochloride (EN) | Assay | 1 | - | Stand | 4 | 1 | pcs. | -
RM | L-Arginine hydrochloride (EN) | Assay | 1 | - | Beaker 100 ml. | 4 | 1 | pcs. | -
RM | L-Arginine hydrochloride (EN) | Assay | 1 | - | Beaker 250 ml. | 4 | 1 | pcs. | -
RM | L-Arginine hydrochloride (EN) | Assay | 1 | - | Cylinder glass 50 ml. | 4 | 1 | pcs. | -
RM | L-Arginine hydrochloride (EN) | Assay | 1 | - | 0.1 N Perchloric acid | 2 | 50 | ml. | 3017
RM | L-Arginine hydrochloride (EN) | Assay | 1 | - | α-naphtholbenzene | 2 | 0.5 | ml. | None in WI
RM | L-Arginine hydrochloride (EN) | Assay | 1 | A020 | Acetic acid, Glacial | 1 | 150 | ml. | -
RM | L-Arginine hydrochloride (EN) | Assay | 1 | F005 | Formic acid | 1 | 9 | ml. | -
RM | L-Arginine hydrochloride (EN) | Assay | 1 | - | Volumetric pipet 3 ml. | 4 | 1 | pcs. | -
RM | L-Histidine hydrochloride (EN) | Description | 1 | - | None | None | None | None | -
RM | L-Histidine hydrochloride (EN) | Identification | 1 | - | Analytical balance 2 dg | 5 | 5 | min | -
RM | L-Histidine hydrochloride (EN) | Identification | 1 | - | Beaker 50 ml. | 4 | 2 | pcs. | -
RM | L-Histidine hydrochloride (EN) | Identification | 1 | - | Volumetric pipet 5 ml. | 4 | 1 | pcs. | -
RM | L-Histidine hydrochloride (EN) | Identification | 1 | - | Water bath | 4 | 3 | min | -
RM | L-Histidine hydrochloride (EN) | Identification | 1 | - | Ninhydrin TS. | 2 | 1 | ml. | 1009
RM | L-Histidine hydrochloride (EN) | Identification | 1 | - | Volumetric flask 100 ml. | 4 | 1 | pcs. | -
RM | L-Histidine hydrochloride (EN) | Specific rotation | 1 | - | Crucible 50 ml. | 4 | 1 | pcs. | -
RM | L-Histidine hydrochloride (EN) | Specific rotation | 1 | - | Hot air oven | 4 | 1 | pcs. | -
RM | L-Histidine hydrochloride (EN) | Specific rotation | 1 | - | Analytical balance 4 dg | 5 | 5 | min | -
RM | L-Histidine hydrochloride (EN) | Specific rotation | 3 | - | Beaker 150 ml. | 4 | 1 | pcs | -
RM | L-Histidine hydrochloride (EN) | Specific rotation | 1 | - | Magnetic bar | 4 | 3 | pcs | -
RM | L-Histidine hydrochloride (EN) | Specific rotation | 1 | - | Magnetic stirrer | 4 | 1 | pcs | -
RM | L-Histidine hydrochloride (EN) | Specific rotation | 1 | - | Volumetric flask 100 ml. | 4 | 3 | pcs | -
RM | L-Histidine hydrochloride (EN) | Specific rotation | 1 | - | Polarimeter | 5 | 30 | min | -
RM | L-Histidine hydrochloride (EN) | Specific rotation | 1 | - | Sonicator | 5 | 30 | min | -
RM | L-Histidine hydrochloride (EN) | Specific rotation | 1 | - | 6 N Hydrochloric acid | 2 | 150 | ml. | 4039
RM | L-Histidine hydrochloride (EN) | pH | 1 | - | Analytical balance 2 dg | 5 | 5 | min | -
RM | L-Histidine hydrochloride (EN) | pH | 3 | - | Beaker 100 ml. | 4 | 1 | pcs. | -
RM | L-Histidine hydrochloride (EN) | pH | 1 | - | Magnetic bar | 4 | 3 | pcs. | -
RM | L-Histidine hydrochloride (EN) | pH | 1 | - | Magnetic stirrer | 4 | 1 | pcs. | -
RM | L-Histidine hydrochloride (EN) | pH | 1 | - | pH meter | 5 | 30 | min | -
RM | L-Histidine hydrochloride (EN) | pH | 1 | - | Hot plate | 4 | 1 | pcs. | -
RM | L-Histidine hydrochloride (EN) | Ammonium | 1 | - | Analytical balance 4 dg | 5 | 5 | min | -
RM | L-Histidine hydrochloride (EN) | Ammonium | 1 | - | Nessler tube 50 ml. | 4 | 2 | pcs | -
RM | L-Histidine hydrochloride (EN) | Ammonium | 1 | - | Amonium standard solution (1 ppm NH4) | 2 | 5 | ml. | None in WI
RM | L-Histidine hydrochloride (EN) | Ammonium | 1 | - | 1 N Sodium hydroxide | 2 | 2 | ml. | 4082
RM | L-Histidine hydrochloride (EN) | Ammonium | 1 | - | Alkalinem potassium tetraiodomercurate solution | 2 | 0.6 | ml. | None in WI
RM | L-Histidine hydrochloride (EN) | Ammonium | 1 | - | Volumetric pipet 5 ml. | 4 | 1 | pcs. | -
RM | L-Histidine hydrochloride (EN) | Ammonium | 1 | - | Filter paper No.2 | 3 | 1 | pcs | -
RM | L-Histidine hydrochloride (EN) | Sulfate | 1 | - | Analytical balance 4 dg | 5 | 5 | min | -
RM | L-Histidine hydrochloride (EN) | Sulfate | 1 | - | Nessler tube 50 ml. | 4 | 2 | pcs | -
RM | L-Histidine hydrochloride (EN) | Sulfate | 1 | - | Dilute hydrochloric acid | 2 | 2 | ml. | 4045
RM | L-Histidine hydrochloride (EN) | Sulfate | 1 | - | 0.01 N Sulfuric acid | 2 | 0.5 | mi. | 4098
RM | L-Histidine hydrochloride (EN) | Sulfate | 1 | - | Filter paper No.2 | 3 | 1 | pcs | -
RM | L-Histidine hydrochloride (EN) | Sulfate | 1 | - | Graduated pipet 1 ml. | 4 | 1 | pcs | -
RM | L-Histidine hydrochloride (EN) | Sulfate | 1 | - | Barium cholride TS. | 2 | 4 | mi. | 4015
RM | L-Histidine hydrochloride (EN) | Iron | 1 | - | Analytical balance 4 dg | 5 | 5 | min | -
RM | L-Histidine hydrochloride (EN) | Iron | 1 | - | Nessler tube 50 ml. | 4 | 2 | pcs | -
RM | L-Histidine hydrochloride (EN) | Iron | 1 | - | Acetic acid - Sodium acetate buffer solution (pH 4.5) | 2 | 60 | mi. | None in WI
RM | L-Histidine hydrochloride (EN) | Iron | 1 | - | L-Ascorbid acid (1 in 100) | 2 | 4 | mi. | None in WI
RM | L-Histidine hydrochloride (EN) | Iron | 1 | - | α,α'-Bipyridyl in ethanol (1 in 200) | 2 | 2 | mi. | None in WI
RM | L-Histidine hydrochloride (EN) | Iron | 1 | - | Filter paper No.2 | 3 | 1 | pcs | -
RM | L-Histidine hydrochloride (EN) | Iron | 1 | - | Beaker 50 ml. | 4 | 1 | pcs | -
RM | L-Histidine hydrochloride (EN) | Iron | 1 | - | Graduated pipet 1 ml. | 4 | 1 | pcs | -
RM | L-Histidine hydrochloride (EN) | Heavy metals | 1 | - | Analytical balance 4 dg | 5 | 5 | min | -
RM | L-Histidine hydrochloride (EN) | Heavy metals | 1 | - | Nessler tube 50 ml. | 4 | 2 | pcs | -
RM | L-Histidine hydrochloride (EN) | Heavy metals | 1 | - | Filter paper No.2 | 3 | 1 | pcs | -
RM | L-Histidine hydrochloride (EN) | Heavy metals | 1 | - | Dilute acetic acid | 2 | 4 | mi. | 4110
RM | L-Histidine hydrochloride (EN) | Heavy metals | 1 | - | Volumetric pipet 2 ml. | 4 | 1 | pcs. | -
RM | L-Histidine hydrochloride (EN) | Heavy metals | 1 | - | Sodium sulfide TS. | 2 | 0.5 | mi. | 4087
RM | L-Histidine hydrochloride (EN) | Heavy metals | 1 | - | Beaker 50 ml. | 4 | 1 | pcs | -
RM | L-Histidine hydrochloride (EN) | Arsenic | 1 | - | Analytical balance 4 dg | 5 | 5 | min | -
RM | L-Histidine hydrochloride (EN) | Arsenic | 1 | - | Pipet 10 ml. | 4 | 1 | pcs | -
RM | L-Histidine hydrochloride (EN) | Arsenic | 1 | - | Pipet 5 ml. | 4 | 2 | pcs | -
RM | L-Histidine hydrochloride (EN) | Arsenic | 1 | - | Pipet 1 ml. | 4 | 4 | pcs | -
RM | L-Histidine hydrochloride (EN) | Arsenic | 1 | - | Pipet 2 ml. | 4 | 1 | pcs | -
RM | L-Histidine hydrochloride (EN) | Arsenic | 1 | - | Pipet 3 ml. | 4 | 2 | pcs | -
RM | L-Histidine hydrochloride (EN) | Arsenic | 1 | - | Pipet 20 ml. | 4 | 1 | pcs | -
RM | L-Histidine hydrochloride (EN) | Arsenic | 1 | - | Beaker 50 ml. | 4 | 1 | pcs | -
RM | L-Histidine hydrochloride (EN) | Arsenic | 1 | - | Volumetric flask 100 ml. | 4 | 4 | pcs | -
RM | L-Histidine hydrochloride (EN) | Arsenic | 1 | - | Volumetric flask 50 ml. | 4 | 2 | pcs | -
RM | L-Histidine hydrochloride (EN) | Arsenic | 1 | - | Volumetric flask 500 ml. | 4 | 1 | pcs | -
RM | L-Histidine hydrochloride (EN) | Arsenic | 1 | - | Volumetric flask 1000 ml. | 4 | 1 | pcs | -
RM | L-Histidine hydrochloride (EN) | Arsenic | 1 | - | Generator bottle | 4 | 4 | pcs | -
RM | L-Histidine hydrochloride (EN) | Arsenic | 1 | - | อุปกรณ์ Arsenic | 4 | 4 | pcs | -
RM | L-Histidine hydrochloride (EN) | Arsenic | 1 | - | Arseni trioxide | 2 | 0.1 | g. | None in WI
RM | L-Histidine hydrochloride (EN) | Arsenic | 1 | P045 | Propan-2-ol RS for HPLC | 1 | 4 | ml. | -
RM | L-Histidine hydrochloride (EN) | Arsenic | 1 | - | Sodium hydroxide (1 in 5) | 2 | 5 | ml. | None in WI
RM | L-Histidine hydrochloride (EN) | Arsenic | 1 | - | 2 N Sulfuric acid | 2 | 50 | ml. | 4094
RM | L-Histidine hydrochloride (EN) | Arsenic | 1 | - | 7 N Sulfuric acid | 2 | 500 | ml. | None in WI
RM | L-Histidine hydrochloride (EN) | Arsenic | 1 | - | Tin (II) chloride | 2 | 100 | ml. | 4190
RM | L-Histidine hydrochloride (EN) | Arsenic | 1 | - | Lead (II) acetate | 2 | 100 | ml. | 4112
RM | L-Histidine hydrochloride (EN) | Arsenic | 1 | - | Absorbing solution | 2 | 100 | ml. | 4187
RM | L-Histidine hydrochloride (EN) | Arsenic | 1 | - | Potassium iodide TS. | 2 | 50 | ml. | 4113
RM | L-Histidine hydrochloride (EN) | Loss on drying | 1 | - | Analytical balance 4 dg | 5 | 5 | min | -
RM | L-Histidine hydrochloride (EN) | Loss on drying | 3 | - | Weighting bottle | 4 | 1 | pcs. | -
RM | L-Histidine hydrochloride (EN) | Loss on drying | 1 | - | Hot air oven | 5 | 180 | min | -
RM | L-Histidine hydrochloride (EN) | Loss on drying | 1 | - | Desicator | 4 | 30 | min | -
RM | L-Histidine hydrochloride (EN) | Assay | 1 | - | Weighting bottle | 4 | 1 | pcs. | -
RM | L-Histidine hydrochloride (EN) | Assay | 1 | - | Hot air oven | 5 | 120 | min | -
RM | L-Histidine hydrochloride (EN) | Assay | 3 | - | Erlenmeyer flask 250 ml. | 4 | 1 | pcs. | -
RM | L-Histidine hydrochloride (EN) | Assay | 1 | - | Analytical balance 5 dg | 5 | 5 | min | -
RM | L-Histidine hydrochloride (EN) | Assay | 1 | - | Magnetic bar | 4 | 3 | pcs. | -
RM | L-Histidine hydrochloride (EN) | Assay | 1 | - | Magnetic stirrer | 4 | 1 | pcs. | -
RM | L-Histidine hydrochloride (EN) | Assay | 1 | - | Burette | 4 | 1 | pcs. | -
RM | L-Histidine hydrochloride (EN) | Assay | 1 | - | Stand | 4 | 1 | pcs. | -
RM | L-Histidine hydrochloride (EN) | Assay | 1 | - | Beaker 100 ml. | 4 | 1 | pcs. | -
RM | L-Histidine hydrochloride (EN) | Assay | 1 | - | Beaker 250 ml. | 4 | 1 | pcs. | -
RM | L-Histidine hydrochloride (EN) | Assay | 1 | - | Cylinder glass 50 ml. | 4 | 1 | pcs. | -
RM | L-Histidine hydrochloride (EN) | Assay | 1 | - | 0.1 N Perchloric acid | 2 | 50 | ml. | 3017
RM | L-Histidine hydrochloride (EN) | Assay | 1 | - | α-naphtholbenzene | 2 | 0.5 | ml. | None in WI
RM | L-Histidine hydrochloride (EN) | Assay | 1 | A020 | Acetic acid, Glacial | 1 | 150 | ml. | -
RM | L-Histidine hydrochloride (EN) | Assay | 1 | F005 | Formic acid | 1 | 9 | ml. | -
RM | L-Histidine hydrochloride (EN) | Assay | 1 | - | Volumetric pipet 3 ml. | 4 | 1 | pcs. | -
RM | L-Arginine (EN) | Description | 1 | - | None | None | None | None | -
RM | L-Arginine (EN) | Identification | 1 | - | Analytical balance 2 dg | 5 | 5 | min | -
RM | L-Arginine (EN) | Identification | 1 | - | Beaker 50 ml. | 4 | 2 | pcs. | -
RM | L-Arginine (EN) | Identification | 1 | - | Volumetric pipet 5 ml. | 4 | 1 | pcs. | -
RM | L-Arginine (EN) | Identification | 1 | - | Water bath | 4 | 3 | min | -
RM | L-Arginine (EN) | Identification | 1 | - | Ninhydrin TS. | 2 | 1 | ml. | 1009
RM | L-Arginine (EN) | Identification | 1 | - | Volumetric flask 100 ml. | 4 | 1 | pcs. | -
RM | L-Arginine (EN) | Specific rotation | 1 | - | Crucible 50 ml. | 4 | 1 | pcs. | -
RM | L-Arginine (EN) | Specific rotation | 1 | - | Hot air oven | 4 | 1 | pcs. | -
RM | L-Arginine (EN) | Specific rotation | 1 | - | Analytical balance 4 dg | 5 | 5 | min | -
RM | L-Arginine (EN) | Specific rotation | 3 | - | Beaker 100 ml. | 4 | 1 | pcs | -
RM | L-Arginine (EN) | Specific rotation | 1 | - | Magnetic bar | 4 | 3 | pcs | -
RM | L-Arginine (EN) | Specific rotation | 1 | - | Magnetic stirrer | 4 | 1 | pcs | -
RM | L-Arginine (EN) | Specific rotation | 1 | - | Volumetric flask 100 ml. | 4 | 3 | pcs | -
RM | L-Arginine (EN) | Specific rotation | 1 | - | Polarimeter | 5 | 30 | min | -
RM | L-Arginine (EN) | Specific rotation | 1 | - | Sonicator | 5 | 30 | min | -
RM | L-Arginine (EN) | Specific rotation | 1 | - | 6 N Hydrochloric acid | 2 | 150 | ml. | 4039
RM | L-Arginine (EN) | pH | 1 | - | Analytical balance 2 dg | 5 | 5 | min | -
RM | L-Arginine (EN) | pH | 3 | - | Beaker 100 ml. | 4 | 1 | pcs. | -
RM | L-Arginine (EN) | pH | 1 | - | Magnetic bar | 4 | 3 | pcs. | -
RM | L-Arginine (EN) | pH | 1 | - | Magnetic stirrer | 4 | 1 | pcs. | -
RM | L-Arginine (EN) | pH | 1 | - | pH meter | 5 | 30 | min | -
RM | L-Arginine (EN) | pH | 1 | - | Hot plate | 4 | 1 | pcs. | -
RM | L-Arginine (EN) | Chloride | 1 | - | Analytical balance 4 dg | 5 | 5 | min | -
RM | L-Arginine (EN) | Chloride | 1 | - | Nessler tube 50 ml. | 4 | 2 | pcs | -
RM | L-Arginine (EN) | Chloride | 1 | - | Dilute nitric acid | 2 | 12 | ml. | 4168
RM | L-Arginine (EN) | Chloride | 1 | - | Filter paper No.2 | 3 | 1 | pcs | -
RM | L-Arginine (EN) | Chloride | 1 | - | 0.01 N Hydrochloric acid TS. | 2 | 0.28 | ml. | 4043
RM | L-Arginine (EN) | Chloride | 1 | - | Silver nitrate TS. | 2 | 2 | ml. | 4076
RM | L-Arginine (EN) | Chloride | 1 | - | Graduated pipet 2.5 ml. | 4 | 1 | pcs | -
RM | L-Arginine (EN) | Ammonium | 1 | - | Analytical balance 4 dg | 5 | 5 | min | -
RM | L-Arginine (EN) | Ammonium | 1 | - | Nessler tube 50 ml. | 4 | 2 | pcs | -
RM | L-Arginine (EN) | Ammonium | 1 | - | Amonium standard solution (1 ppm NH4) | 2 | 5 | ml. | None in WI
RM | L-Arginine (EN) | Ammonium | 1 | - | 1 N Sodium hydroxide | 2 | 2 | ml. | 4082
RM | L-Arginine (EN) | Ammonium | 1 | - | Alkalinem potassium tetraiodomercurate solution | 2 | 0.6 | ml. | None in WI
RM | L-Arginine (EN) | Ammonium | 1 | - | Volumetric pipet 5 ml. | 4 | 1 | pcs. | -
RM | L-Arginine (EN) | Ammonium | 1 | - | Filter paper No.2 | 3 | 1 | pcs | -
RM | L-Arginine (EN) | Sulfate | 1 | - | Analytical balance 4 dg | 5 | 5 | min | -
RM | L-Arginine (EN) | Sulfate | 1 | - | Nessler tube 50 ml. | 4 | 2 | pcs | -
RM | L-Arginine (EN) | Sulfate | 1 | - | Dilute hydrochloric acid | 2 | 2 | ml. | 4045
RM | L-Arginine (EN) | Sulfate | 1 | - | 0.01 N Sulfuric acid | 2 | 0.35 | mi. | 4098
RM | L-Arginine (EN) | Sulfate | 1 | - | Filter paper No.2 | 3 | 1 | pcs | -
RM | L-Arginine (EN) | Sulfate | 1 | - | Graduated pipet 1 ml. | 4 | 1 | pcs | -
RM | L-Arginine (EN) | Sulfate | 1 | - | Barium cholride TS. | 2 | 4 | mi. | 4015
RM | L-Arginine (EN) | Iron | 1 | - | Analytical balance 4 dg | 5 | 5 | min | -
RM | L-Arginine (EN) | Iron | 1 | - | Nessler tube 50 ml. | 4 | 2 | pcs | -
RM | L-Arginine (EN) | Iron | 1 | - | Acetic acid - Sodium acetate buffer solution (pH 4.5) | 2 | 60 | mi. | None in WI
RM | L-Arginine (EN) | Iron | 1 | - | L-Ascorbid acid (1 in 100) | 2 | 4 | mi. | None in WI
RM | L-Arginine (EN) | Iron | 1 | - | α,α'-Bipyridyl in ethanol (1 in 200) | 2 | 2 | mi. | None in WI
RM | L-Arginine (EN) | Iron | 1 | - | Filter paper No.2 | 3 | 1 | pcs | -
RM | L-Arginine (EN) | Iron | 1 | - | Beaker 50 ml. | 4 | 1 | pcs | -
RM | L-Arginine (EN) | Iron | 1 | - | Graduated pipet 1 ml. | 4 | 1 | pcs | -
RM | L-Arginine (EN) | Heavy metals | 1 | - | Analytical balance 4 dg | 5 | 5 | min | -
RM | L-Arginine (EN) | Heavy metals | 1 | - | Nessler tube 50 ml. | 4 | 2 | pcs | -
RM | L-Arginine (EN) | Heavy metals | 1 | - | Filter paper No.2 | 3 | 1 | pcs | -
RM | L-Arginine (EN) | Heavy metals | 1 | - | Dilute acetic acid | 2 | 4 | mi. | 4110
RM | L-Arginine (EN) | Heavy metals | 1 | - | Volumetric pipet 2 ml. | 4 | 1 | pcs. | -
RM | L-Arginine (EN) | Heavy metals | 1 | - | Sodium sulfide TS. | 2 | 0.5 | mi. | 4087
RM | L-Arginine (EN) | Heavy metals | 1 | - | Beaker 50 ml. | 4 | 1 | pcs | -
RM | L-Arginine (EN) | Arsenic | 1 | - | Analytical balance 4 dg | 5 | 5 | min | -
RM | L-Arginine (EN) | Arsenic | 1 | - | Pipet 10 ml. | 4 | 1 | pcs | -
RM | L-Arginine (EN) | Arsenic | 1 | - | Pipet 5 ml. | 4 | 2 | pcs | -
RM | L-Arginine (EN) | Arsenic | 1 | - | Pipet 1 ml. | 4 | 4 | pcs | -
RM | L-Arginine (EN) | Arsenic | 1 | - | Pipet 2 ml. | 4 | 1 | pcs | -
RM | L-Arginine (EN) | Arsenic | 1 | - | Pipet 3 ml. | 4 | 2 | pcs | -
RM | L-Arginine (EN) | Arsenic | 1 | - | Pipet 20 ml. | 4 | 1 | pcs | -
RM | L-Arginine (EN) | Arsenic | 1 | - | Beaker 50 ml. | 4 | 1 | pcs | -
RM | L-Arginine (EN) | Arsenic | 1 | - | Volumetric flask 100 ml. | 4 | 4 | pcs | -
RM | L-Arginine (EN) | Arsenic | 1 | - | Volumetric flask 50 ml. | 4 | 2 | pcs | -
RM | L-Arginine (EN) | Arsenic | 1 | - | Volumetric flask 500 ml. | 4 | 1 | pcs | -
RM | L-Arginine (EN) | Arsenic | 1 | - | Volumetric flask 1000 ml. | 4 | 1 | pcs | -
RM | L-Arginine (EN) | Arsenic | 1 | - | Generator bottle | 4 | 4 | pcs | -
RM | L-Arginine (EN) | Arsenic | 1 | - | อุปกรณ์ Arsenic | 4 | 4 | pcs | -
RM | L-Arginine (EN) | Arsenic | 1 | - | Arseni trioxide | 2 | 0.1 | g. | None in WI
RM | L-Arginine (EN) | Arsenic | 1 | P045 | Propan-2-ol RS for HPLC | 1 | 4 | ml. | -
RM | L-Arginine (EN) | Arsenic | 1 | - | Sodium hydroxide (1 in 5) | 2 | 5 | ml. | None in WI
RM | L-Arginine (EN) | Arsenic | 1 | - | 2 N Sulfuric acid | 2 | 50 | ml. | 4094
RM | L-Arginine (EN) | Arsenic | 1 | - | 7 N Sulfuric acid | 2 | 500 | ml. | None in WI
RM | L-Arginine (EN) | Arsenic | 1 | - | Tin (II) chloride | 2 | 100 | ml. | 4190
RM | L-Arginine (EN) | Arsenic | 1 | - | Lead (II) acetate | 2 | 100 | ml. | 4112
RM | L-Arginine (EN) | Arsenic | 1 | - | Absorbing solution | 2 | 100 | ml. | 4187
RM | L-Arginine (EN) | Arsenic | 1 | - | Potassium iodide TS. | 2 | 50 | ml. | 4113
RM | L-Arginine (EN) | Loss on drying | 1 | - | Analytical balance 4 dg | 5 | 5 | min | -
RM | L-Arginine (EN) | Loss on drying | 3 | - | Weighting bottle | 4 | 1 | pcs. | -
RM | L-Arginine (EN) | Loss on drying | 1 | - | Hot air oven | 5 | 180 | min | -
RM | L-Arginine (EN) | Loss on drying | 1 | - | Desicator | 4 | 30 | min | -
RM | L-Arginine (EN) | Assay | 1 | - | Weighting bottle | 4 | 1 | pcs. | -
RM | L-Arginine (EN) | Assay | 1 | - | Hot air oven | 5 | 120 | min | -
RM | L-Arginine (EN) | Assay | 3 | - | Erlenmeyer flask 250 ml. | 4 | 1 | pcs. | -
RM | L-Arginine (EN) | Assay | 1 | - | Analytical balance 5 dg | 5 | 5 | min | -
RM | L-Arginine (EN) | Assay | 1 | - | Magnetic bar | 4 | 3 | pcs. | -
RM | L-Arginine (EN) | Assay | 1 | - | Magnetic stirrer | 4 | 1 | pcs. | -
RM | L-Arginine (EN) | Assay | 1 | - | Burette | 4 | 1 | pcs. | -
RM | L-Arginine (EN) | Assay | 1 | - | Stand | 4 | 1 | pcs. | -
RM | L-Arginine (EN) | Assay | 1 | - | Beaker 100 ml. | 4 | 1 | pcs. | -
RM | L-Arginine (EN) | Assay | 1 | - | Beaker 250 ml. | 4 | 1 | pcs. | -
RM | L-Arginine (EN) | Assay | 1 | - | Cylinder glass 50 ml. | 4 | 1 | pcs. | -
RM | L-Arginine (EN) | Assay | 1 | - | 0.1 N Perchloric acid | 2 | 50 | ml. | 3017
RM | L-Arginine (EN) | Assay | 1 | - | α-naphtholbenzene | 2 | 0.5 | ml. | None in WI
RM | L-Arginine (EN) | Assay | 1 | A020 | Acetic acid, Glacial | 1 | 150 | ml. | -
RM | L-Arginine (EN) | Assay | 1 | F005 | Formic acid | 1 | 9 | ml. | -
RM | L-Arginine (EN) | Assay | 1 | - | Volumetric pipet 3 ml. | 4 | 1 | pcs. | -
RM | L-Glutamine (EN) | Description | 1 | - | None | None | None | None | -
RM | L-Glutamine (EN) | Identification | 1 | - | Analytical balance 2 dg | 5 | 5 | min | -
RM | L-Glutamine (EN) | Identification | 1 | - | Beaker 50 ml. | 4 | 2 | pcs. | -
RM | L-Glutamine (EN) | Identification | 1 | - | Volumetric pipet 5 ml. | 4 | 1 | pcs. | -
RM | L-Glutamine (EN) | Identification | 1 | - | Water bath | 4 | 3 | min | -
RM | L-Glutamine (EN) | Identification | 1 | - | Ninhydrin TS. | 2 | 1 | ml. | 1009
RM | L-Glutamine (EN) | Identification | 1 | - | Volumetric flask 100 ml. | 4 | 1 | pcs. | -
RM | L-Glutamine (EN) | Specific rotation | 1 | - | Crucible 50 ml. | 4 | 1 | pcs. | -
RM | L-Glutamine (EN) | Specific rotation | 1 | - | Hot air oven | 4 | 1 | pcs. | -
RM | L-Glutamine (EN) | Specific rotation | 1 | - | Analytical balance 4 dg | 5 | 5 | min | -
RM | L-Glutamine (EN) | Specific rotation | 3 | - | Beaker 100 ml. | 4 | 1 | pcs | -
RM | L-Glutamine (EN) | Specific rotation | 1 | - | Magnetic bar | 4 | 3 | pcs | -
RM | L-Glutamine (EN) | Specific rotation | 1 | - | Magnetic stirrer | 4 | 1 | pcs | -
RM | L-Glutamine (EN) | Specific rotation | 1 | - | Volumetric flask 100 ml. | 4 | 3 | pcs | -
RM | L-Glutamine (EN) | Specific rotation | 1 | - | Polarimeter | 5 | 30 | min | -
RM | L-Glutamine (EN) | Specific rotation | 1 | - | Sonicator | 5 | 30 | min | -
RM | L-Glutamine (EN) | pH | 1 | - | Analytical balance 2 dg | 5 | 5 | min | -
RM | L-Glutamine (EN) | pH | 3 | - | Beaker 100 ml. | 4 | 1 | pcs. | -
RM | L-Glutamine (EN) | pH | 1 | - | Magnetic bar | 4 | 3 | pcs. | -
RM | L-Glutamine (EN) | pH | 1 | - | Magnetic stirrer | 4 | 1 | pcs. | -
RM | L-Glutamine (EN) | pH | 1 | - | pH meter | 5 | 30 | min | -
RM | L-Glutamine (EN) | pH | 1 | - | Hot plate | 4 | 1 | pcs. | -
RM | L-Glutamine (EN) | Chloride | 1 | - | Analytical balance 4 dg | 5 | 5 | min | -
RM | L-Glutamine (EN) | Chloride | 1 | - | Nessler tube 50 ml. | 4 | 2 | pcs | -
RM | L-Glutamine (EN) | Chloride | 1 | - | Dilute nitric acid | 2 | 12 | ml. | 4168
RM | L-Glutamine (EN) | Chloride | 1 | - | Filter paper No.2 | 3 | 1 | pcs | -
RM | L-Glutamine (EN) | Chloride | 1 | - | 0.01 N Hydrochloric acid TS. | 2 | 0.5 | ml. | 4043
RM | L-Glutamine (EN) | Chloride | 1 | - | Silver nitrate TS. | 2 | 2 | ml. | 4076
RM | L-Glutamine (EN) | Chloride | 1 | - | Graduated pipet 2.5 ml. | 4 | 1 | pcs | -
RM | L-Glutamine (EN) | Ammonium | 1 | - | Analytical balance 4 dg | 5 | 5 | min | -
RM | L-Glutamine (EN) | Ammonium | 1 | - | Nessler tube 50 ml. | 4 | 2 | pcs | -
RM | L-Glutamine (EN) | Ammonium | 1 | - | Amonium standard solution (1 ppm NH4) | 2 | 5 | ml. | None in WI
RM | L-Glutamine (EN) | Ammonium | 1 | - | 1 N Sodium hydroxide | 2 | 2 | ml. | 4082
RM | L-Glutamine (EN) | Ammonium | 1 | - | Alkalinem potassium tetraiodomercurate solution | 2 | 0.6 | ml. | None in WI
RM | L-Glutamine (EN) | Ammonium | 1 | - | Volumetric pipet 5 ml. | 4 | 1 | pcs. | -
RM | L-Glutamine (EN) | Ammonium | 1 | - | Filter paper No.2 | 3 | 1 | pcs | -
RM | L-Glutamine (EN) | Sulfate | 1 | - | Analytical balance 4 dg | 5 | 5 | min | -
RM | L-Glutamine (EN) | Sulfate | 1 | - | Nessler tube 50 ml. | 4 | 2 | pcs | -
RM | L-Glutamine (EN) | Sulfate | 1 | - | Dilute hydrochloric acid | 2 | 2 | ml. | 4045
RM | L-Glutamine (EN) | Sulfate | 1 | - | 0.01 N Sulfuric acid | 2 | 0.35 | mi. | 4098
RM | L-Glutamine (EN) | Sulfate | 1 | - | Filter paper No.2 | 3 | 1 | pcs | -
RM | L-Glutamine (EN) | Sulfate | 1 | - | Graduated pipet 1 ml. | 4 | 1 | pcs | -
RM | L-Glutamine (EN) | Sulfate | 1 | - | Barium cholride TS. | 2 | 4 | mi. | 4015
RM | L-Glutamine (EN) | Iron | 1 | - | Analytical balance 4 dg | 5 | 5 | min | -
RM | L-Glutamine (EN) | Iron | 1 | - | Nessler tube 50 ml. | 4 | 2 | pcs | -
RM | L-Glutamine (EN) | Iron | 1 | - | Acetic acid - Sodium acetate buffer solution (pH 4.5) | 2 | 60 | mi. | None in WI
RM | L-Glutamine (EN) | Iron | 1 | - | L-Ascorbid acid (1 in 100) | 2 | 4 | mi. | None in WI
RM | L-Glutamine (EN) | Iron | 1 | - | α,α'-Bipyridyl in ethanol (1 in 200) | 2 | 2 | mi. | None in WI
RM | L-Glutamine (EN) | Iron | 1 | - | Filter paper No.2 | 3 | 1 | pcs | -
RM | L-Glutamine (EN) | Iron | 1 | - | Beaker 50 ml. | 4 | 1 | pcs | -
RM | L-Glutamine (EN) | Iron | 1 | - | Graduated pipet 1 ml. | 4 | 1 | pcs | -
RM | L-Glutamine (EN) | Heavy metals | 1 | - | Analytical balance 4 dg | 5 | 5 | min | -
RM | L-Glutamine (EN) | Heavy metals | 1 | - | Nessler tube 50 ml. | 4 | 2 | pcs | -
RM | L-Glutamine (EN) | Heavy metals | 1 | - | Filter paper No.2 | 3 | 1 | pcs | -
RM | L-Glutamine (EN) | Heavy metals | 1 | - | Dilute acetic acid | 2 | 4 | mi. | 4110
RM | L-Glutamine (EN) | Heavy metals | 1 | - | Volumetric pipet 2 ml. | 4 | 1 | pcs. | -
RM | L-Glutamine (EN) | Heavy metals | 1 | - | Sodium sulfide TS. | 2 | 0.5 | mi. | 4087
RM | L-Glutamine (EN) | Heavy metals | 1 | - | Beaker 50 ml. | 4 | 1 | pcs | -
RM | L-Glutamine (EN) | Arsenic | 1 | - | Analytical balance 4 dg | 5 | 5 | min | -
RM | L-Glutamine (EN) | Arsenic | 1 | - | Pipet 10 ml. | 4 | 1 | pcs | -
RM | L-Glutamine (EN) | Arsenic | 1 | - | Pipet 5 ml. | 4 | 2 | pcs | -
RM | L-Glutamine (EN) | Arsenic | 1 | - | Pipet 1 ml. | 4 | 4 | pcs | -
RM | L-Glutamine (EN) | Arsenic | 1 | - | Pipet 2 ml. | 4 | 1 | pcs | -
RM | L-Glutamine (EN) | Arsenic | 1 | - | Pipet 3 ml. | 4 | 2 | pcs | -
RM | L-Glutamine (EN) | Arsenic | 1 | - | Pipet 20 ml. | 4 | 1 | pcs | -
RM | L-Glutamine (EN) | Arsenic | 1 | - | Beaker 50 ml. | 4 | 1 | pcs | -
RM | L-Glutamine (EN) | Arsenic | 1 | - | Volumetric flask 100 ml. | 4 | 4 | pcs | -
RM | L-Glutamine (EN) | Arsenic | 1 | - | Volumetric flask 50 ml. | 4 | 2 | pcs | -
RM | L-Glutamine (EN) | Arsenic | 1 | - | Volumetric flask 500 ml. | 4 | 1 | pcs | -
RM | L-Glutamine (EN) | Arsenic | 1 | - | Volumetric flask 1000 ml. | 4 | 1 | pcs | -
RM | L-Glutamine (EN) | Arsenic | 1 | - | Generator bottle | 4 | 4 | pcs | -
RM | L-Glutamine (EN) | Arsenic | 1 | - | อุปกรณ์ Arsenic | 4 | 4 | pcs | -
RM | L-Glutamine (EN) | Arsenic | 1 | - | Arseni trioxide | 2 | 0.1 | g. | None in WI
RM | L-Glutamine (EN) | Arsenic | 1 | P045 | Propan-2-ol RS for HPLC | 1 | 4 | ml. | -
RM | L-Glutamine (EN) | Arsenic | 1 | - | Sodium hydroxide (1 in 5) | 2 | 5 | ml. | None in WI
RM | L-Glutamine (EN) | Arsenic | 1 | - | 2 N Sulfuric acid | 2 | 50 | ml. | 4094
RM | L-Glutamine (EN) | Arsenic | 1 | - | 7 N Sulfuric acid | 2 | 500 | ml. | None in WI
RM | L-Glutamine (EN) | Arsenic | 1 | - | Tin (II) chloride | 2 | 100 | ml. | 4190
RM | L-Glutamine (EN) | Arsenic | 1 | - | Lead (II) acetate | 2 | 100 | ml. | 4112
RM | L-Glutamine (EN) | Arsenic | 1 | - | Absorbing solution | 2 | 100 | ml. | 4187
RM | L-Glutamine (EN) | Arsenic | 1 | - | Potassium iodide TS. | 2 | 50 | ml. | 4113
RM | L-Glutamine (EN) | Loss on drying | 1 | - | Analytical balance 4 dg | 5 | 5 | min | -
RM | L-Glutamine (EN) | Loss on drying | 3 | - | Weighting bottle | 4 | 1 | pcs. | -
RM | L-Glutamine (EN) | Loss on drying | 1 | - | Hot air oven | 5 | 180 | min | -
RM | L-Glutamine (EN) | Loss on drying | 1 | - | Desicator | 4 | 30 | min | -
RM | L-Glutamine (EN) | Assay | 1 | - | Weighting bottle | 4 | 1 | pcs. | -
RM | L-Glutamine (EN) | Assay | 1 | - | Hot air oven | 5 | 120 | min | -
RM | L-Glutamine (EN) | Assay | 3 | - | Erlenmeyer flask 250 ml. | 4 | 1 | pcs. | -
RM | L-Glutamine (EN) | Assay | 1 | - | Analytical balance 5 dg | 5 | 5 | min | -
RM | L-Glutamine (EN) | Assay | 1 | - | Magnetic bar | 4 | 3 | pcs. | -
RM | L-Glutamine (EN) | Assay | 1 | - | Magnetic stirrer | 4 | 1 | pcs. | -
RM | L-Glutamine (EN) | Assay | 1 | - | Burette | 4 | 1 | pcs. | -
RM | L-Glutamine (EN) | Assay | 1 | - | Stand | 4 | 1 | pcs. | -
RM | L-Glutamine (EN) | Assay | 1 | - | Beaker 100 ml. | 4 | 1 | pcs. | -
RM | L-Glutamine (EN) | Assay | 1 | - | Beaker 250 ml. | 4 | 1 | pcs. | -
RM | L-Glutamine (EN) | Assay | 1 | - | Cylinder glass 50 ml. | 4 | 1 | pcs. | -
RM | L-Glutamine (EN) | Assay | 1 | - | 0.1 N Perchloric acid | 2 | 50 | ml. | 3017
RM | L-Glutamine (EN) | Assay | 1 | - | α-naphtholbenzene | 2 | 0.5 | ml. | None in WI
RM | L-Glutamine (EN) | Assay | 1 | A020 | Acetic acid, Glacial | 1 | 150 | ml. | -
RM | L-Glutamine (EN) | Assay | 1 | F005 | Formic acid | 1 | 9 | ml. | -
RM | L-Glutamine (EN) | Assay | 1 | - | Volumetric pipet 3 ml. | 4 | 1 | pcs. | -
RM | L-Glutamine (EN) | Residue on ignition | 1 | - | Crucible 50 ml. | 4 | 3 | pcs | -
RM | L-Glutamine (EN) | Residue on ignition | 3 | S016 | Sulfuric acid | 1 | 1 | ml. | -
RM | L-Glutamine (EN) | Residue on ignition | 1 | - | Hot plate | 4 | 1 | pcs | -
RM | L-Glutamine (EN) | Residue on ignition | 1 | - | Muffle furnace | 4 | 480 | min | -
RM | L-Glutamine (EN) | Residue on ignition | 1 | - | Analytical balance 4 dg | 5 | 5 | min | -
RM | L-Glutamine (EN) | Residue on ignition | 1 | - | Desicator | 4 | 30 | min | -
RM | PP7533 pellet | Packaging appearance | 1 | - | None | None | None | None | -
RM | PP7533 pellet | Description | 1 | - | None | None | None | None | -
RM | PP7533 pellet | Bulk density | 1 | - | Cylinder glass 1000 ml. | 4 | 1 | pcs | -
RM | PP7533 pellet | Bulk density | 1 | E007 | Ethanol | 1 | 500 | ml. | -
RM | PP7533 pellet | Bulk density | 3 | - | Beaker 150 ml. | 4 | 1 | pcs | -
RM | PP7533 pellet | Bulk density | 1 | - | Analytical balance 2 dg | 5 | 5 | min | -
RM | PP7533 pellet | Melt flow rate | 1 | - | Analytical balance 2 dg | 5 | 5 | min | -
RM | PP7533 pellet | Melt flow rate | 1 | - | Beaker 50 ml. | 4 | 1 | pcs | -
RM | PP7533 pellet | Melt flow rate | 1 | - | Melt indexer | 5 | 120 | min | -
RM | PP7533 pellet | Melt flow rate | 1 | - | Analytical balance 4 dg | 5 | 5 | min | -
RM | PP7533 pellet | Heavy metals | 1 | - | Analytical balance 4 dg | 5 | 5 | min | - | Control
RM | PP7533 pellet | Heavy metals | 3 | - | Crucible 50 ml. | 4 | 1 | pcs | - | Control
RM | PP7533 pellet | Heavy metals | 3 | - | Hot plate | 4 | 1 | pcs | - | Control
RM | PP7533 pellet | Heavy metals | 3 | N011 | Nitric acid | 1 | 2 | ml. | - | Control
RM | PP7533 pellet | Heavy metals | 3 | S016 | Sulfuric acid | 1 | 5 | Drop | - | Control
RM | PP7533 pellet | Heavy metals | 3 | - | Muffle furnace | 5 | 480 | min | -
RM | PP7533 pellet | Heavy metals | 3 | - | Water bath | 4 | 1 | pcs | -
RM | PP7533 pellet | Heavy metals | 3 | H002 | Hydrochloric acid | 1 | 2 | ml. | -
RM | PP7533 pellet | Heavy metals | 1 | - | Crucible 50 ml. | 4 | 1 | pcs | -
RM | PP7533 pellet | Heavy metals | 1 | N011 | Nitric acid | 1 | 2 | ml. | -
RM | PP7533 pellet | Heavy metals | 1 | - | Water bath | 4 | 1 | pcs | -
RM | PP7533 pellet | Heavy metals | 1 | S016 | Sulfuric acid | 1 | 5 | Drop | -
RM | PP7533 pellet | Heavy metals | 1 | H002 | Hydrochloric acid | 1 | 2 | ml. | - | Control
RM | PP7533 pellet | Heavy metals | 3 | H002 | Hydrochloric acid | 1 | 3 | Drop | - | Control
RM | PP7533 pellet | Heavy metals | 1 | - | Blender | 4 | 1 | pcs | - | Control
RM | PP7533 pellet | Heavy metals | 1 | - | Phenolphthalein | 2 | 1 | Drop | 1010 | Control
RM | PP7533 pellet | Heavy metals | 1 | - | Ammonia TS. | 2 | 40 | ml. | 4173 | Control
RM | PP7533 pellet | Heavy metals | 1 | - | Dilute acetic acid | 2 | 6 | ml. | 4171 | Control
RM | PP7533 pellet | Heavy metals | 1 | - | Glass tube 50 ml. | 4 | 3 | pcs | - | Control
RM | PP7533 pellet | Heavy metals | 1 | - | Sodium sulfide | 2 | 2 | Drop | 4087
RM | PP7533 pellet | Heavy metals | 1 | - | Pipet 1 ml. | 4 | 1 | pcs | -
RM | PP7533 pellet | Heavy metals | 1 | - | Glass tube 50 ml. | 4 | 1 | pcs | -
RM | PP7533 pellet | Heavy metals | 1 | - | Phenolphthalein | 2 | 1 | Drop | 1010
RM | PP7533 pellet | Heavy metals | 1 | - | Ammonia TS. | 2 | 40 | ml. | 4173
RM | PP7533 pellet | Heavy metals | 1 | H002 | Hydrochloric acid | 1 | 3 | Drop | -
RM | PP7533 pellet | Heavy metals | 1 | - | Dilute acetic acid | 2 | 2 | ml. | 4171
RM | PP7533 pellet | Heavy metals | 1 | - | Sodium sulfide | 2 | 2 | Drop | 4087
RM | PP7533 pellet | Camium,Lead | 3 | - | Crucible glass 50 ml. | 4 | 1 | pcs | -
RM | PP7533 pellet | Camium,Lead | 1 | S016 | Sulfuric acid | 1 | 2 | ml. | -
RM | PP7533 pellet | Camium,Lead | 1 | - | Hot plate | 4 | 1 | pcs | -
RM | PP7533 pellet | Camium,Lead | 1 | - | Muffle furnace | 5 | 480 | min | -
RM | PP7533 pellet | Camium,Lead | 1 | H002 | Hydrochloric acid | 1 | 7 | ml. | -
RM | PP7533 pellet | Camium,Lead | 1 | - | Water bath | 4 | 1 | pcs | -
RM | PP7533 pellet | Camium,Lead | 1 | - | Citric acid monohydrate (1 in 2 ) + Hydrochloric acid (1 in 1) | 2 | 0.5 | ml. | None in WI
RM | PP7533 pellet | Camium,Lead | 1 | - | Ammonium acetate (2 in 5) | 2 | 0.5 | ml. | None in WI
RM | PP7533 pellet | Camium,Lead | 3 | - | Erlenmeyer flask 125 ml. | 4 | 1 | pcs | -
RM | PP7533 pellet | Camium,Lead | 1 | - | Diammonium hydrogen citrate (1 in 4) | 2 | 10 | ml. | None in WI
RM | PP7533 pellet | Camium,Lead | 1 | - | Bromothymol blue | 2 | 2 | Drop | 1003
RM | PP7533 pellet | Camium,Lead | 1 | - | Ammonia TS. | 2 | 10 | ml. | 4173
RM | PP7533 pellet | Camium,Lead | 1 | - | Ammonium sulfate (2 in 5 ) | 2 | 10 | ml. | None in WI
RM | PP7533 pellet | Camium,Lead | 1 | - | Sodium N,N-diethyldithiocarbanate (1 in 20) | 2 | 20 | ml. | None in WI
RM | PP7533 pellet | Camium,Lead | 3 | - | Funnel glass | 4 | 1 | pcs | -
RM | PP7533 pellet | Camium,Lead | 1 | - | 4-methyl-2-pentanone | 2 | 20 | ml. | None in WI
RM | PP7533 pellet | Camium,Lead | 1 | - | Glass tube 50 ml. | 4 | 3 | pcs | -
RM | PP7533 pellet | Camium,Lead | 1 | - | Standard lead 1 ppm | 2 | 1 | ml. | 2017
RM | PP7533 pellet | Camium,Lead | 1 | - | Diammonium hydrogen citrate (1 in 4) | 2 | 10 | ml. | None in WI
RM | PP7533 pellet | Camium,Lead | 1 | - | Bromothymol blue | 2 | 2 | Drop | 1003
RM | PP7533 pellet | Camium,Lead | 1 | - | Ammonia TS. | 2 | 10 | ml. | 4173
RM | PP7533 pellet | Camium,Lead | 1 | - | Ammonium sulfate (2 in 5 ) | 2 | 10 | ml. | None in WI
RM | PP7533 pellet | Camium,Lead | 1 | - | Sodium N,N-diethyldithiocarbanate (1 in 20) | 2 | 20 | ml. | None in WI
RM | PP7533 pellet | Camium,Lead | 1 | - | Funnel glass | 4 | 1 | pcs | -
RM | PP7533 pellet | Camium,Lead | 1 | - | 4-methyl-2-pentanone | 2 | 20 | ml. | None in WI
RM | PP7533 pellet | Camium,Lead | 1 | - | Standard cadmium 1 ppm | 2 | 2 | ml. | None in WI
RM | PP7533 pellet | Camium,Lead | 1 | - | Diammonium hydrogen citrate (1 in 4) | 2 | 10 | ml. | None in WI
RM | PP7533 pellet | Camium,Lead | 1 | - | Bromothymol blue | 2 | 2 | Drop | 1003
RM | PP7533 pellet | Camium,Lead | 1 | - | Ammonia TS. | 2 | 10 | ml. | 4173
RM | PP7533 pellet | Camium,Lead | 1 | - | Ammonium sulfate (2 in 5 ) | 2 | 10 | ml. | None in WI
RM | PP7533 pellet | Camium,Lead | 1 | - | Sodium N,N-diethyldithiocarbanate (1 in 20) | 2 | 20 | ml. | None in WI
RM | PP7533 pellet | Camium,Lead | 1 | - | Funnel glass | 4 | 1 | pcs | -
RM | PP7533 pellet | Camium,Lead | 1 | - | 4-methyl-2-pentanone | 2 | 20 | ml. | None in WI
RM | PP7533 pellet | Camium,Lead | 1 | - | Atomic absorption spectrophotometer | 5 | 120 | min | -
RM | PP7533 pellet | Residue on ignition | 1 | - | Crucible 50 ml. | 4 | 3 | pcs | -
RM | PP7533 pellet | Residue on ignition | 3 | S016 | Sulfuric acid | 1 | 1 | ml. | -
RM | PP7533 pellet | Residue on ignition | 1 | - | Hot plate | 4 | 1 | pcs | -
RM | PP7533 pellet | Residue on ignition | 1 | - | Muffle furnace | 4 | 480 | min | -
RM | PP7533 pellet | Residue on ignition | 1 | - | Analytical balance 4 dg | 5 | 5 | min | -
RM | PP7533 pellet | Residue on ignition | 1 | - | Desicator | 4 | 30 | min | -
RM | PP7533 pellet | UV spectrum | 1 | - | Hot plate | 4 | 1 | pcs | -
RM | PP7533 pellet | UV spectrum | 1 | - | UV-VIS spectrophotometer | 5 | 40 | min | -
RM | PP7533 pellet | Extractable | 1 | - | Autocape | 5 | 60 | min | -
RM | PP7533 pellet | Extractable | 1 | - | Beaker 600 ml. | 4 | 6 | pcs | -
RM | PP7533 pellet | Foaming test | 1 | - | Glass tube 50 ml. | 4 | 6 | pcs | -
RM | PP7533 pellet | Foaming test | 1 | - | Glass tube cap 50 ml. | 4 | 6 | pcs | -
RM | PP7533 pellet | pH | 1 | - | pH meter | 5 | 60 | min | -
RM | PP7533 pellet | pH | 1 | - | Beaker 50 ml. | 4 | 6 | pcs | -
RM | PP7533 pellet | Potssium permanganate | 4 | - | Dilute sulfuric acid | 2 | 1 | ml. | 4103
RM | PP7533 pellet | Potssium permanganate | 3 | - | Potassuim iodide | 2 | 0.4 | g. | 4182
RM | PP7533 pellet | Potssium permanganate | 3 | - | Starch TS. | 2 | 2 | ml. | 1011
RM | PP7533 pellet | Potssium permanganate | 3 | - | 0.01 N Potassium permanganate | 2 | 30 | ml. | 3010
RM | PP7533 pellet | Extractable substances(Residue on evaporation) | 4 | - | Beaker 50 ml. | 4 | 1 | pcs | -
RM | PP7533 pellet | Extractable substances(Residue on evaporation) | 3 | - | Hot plate | 4 | 60 | min | -
RM | PP7533 pellet | Extractable substances(Residue on evaporation) | 3 | - | Hot air oven | 5 | 10 | min | -
RM | PP7533 pellet | Extractable substances(Residue on evaporation) | 3 | - | Water bath | 4 | 1 | pcs | -
RM | PP7533 pellet | Extractable substances(Residue on evaporation) | 3 | - | Desicator | 4 | 30 | min | -
RM | PP7533 pellet | Extractable substances(UV spectrum) | 3 | - | UV-VIS spectrophotometer | 5 | 30 | min | -
RM | PP7533 Narrow mouth | Heavy metals | 1 | - | Analytical balance 4 dg | 5 | 5 | min | - | Control
RM | PP7533 Narrow mouth | Heavy metals | 3 | - | Crucible 50 ml. | 4 | 1 | pcs | - | Control
RM | PP7533 Narrow mouth | Heavy metals | 3 | - | Hot plate | 4 | 1 | pcs | - | Control
RM | PP7533 Narrow mouth | Heavy metals | 3 | N011 | Nitric acid | 1 | 2 | ml. | - | Control
RM | PP7533 Narrow mouth | Heavy metals | 3 | S016 | Sulfuric acid | 1 | 5 | Drop | - | Control
RM | PP7533 Narrow mouth | Heavy metals | 3 | - | Muffle furnace | 5 | 480 | min | -
RM | PP7533 Narrow mouth | Heavy metals | 3 | - | Water bath | 4 | 1 | pcs | -
RM | PP7533 Narrow mouth | Heavy metals | 3 | H002 | Hydrochloric acid | 1 | 2 | ml. | -
RM | PP7533 Narrow mouth | Heavy metals | 1 | - | Crucible 50 ml. | 4 | 1 | pcs | -
RM | PP7533 Narrow mouth | Heavy metals | 1 | N011 | Nitric acid | 1 | 2 | ml. | -
RM | PP7533 Narrow mouth | Heavy metals | 1 | - | Water bath | 4 | 1 | pcs | -
RM | PP7533 Narrow mouth | Heavy metals | 1 | S016 | Sulfuric acid | 1 | 5 | Drop | -
RM | PP7533 Narrow mouth | Heavy metals | 1 | H002 | Hydrochloric acid | 1 | 2 | ml. | - | Control
RM | PP7533 Narrow mouth | Heavy metals | 3 | H002 | Hydrochloric acid | 1 | 3 | Drop | - | Control
RM | PP7533 Narrow mouth | Heavy metals | 1 | - | Blender | 4 | 1 | pcs | - | Control
RM | PP7533 Narrow mouth | Heavy metals | 1 | - | Phenolphthalein | 2 | 1 | Drop | 1010 | Control
RM | PP7533 Narrow mouth | Heavy metals | 1 | - | Ammonia TS. | 2 | 40 | ml. | 4173 | Control
RM | PP7533 Narrow mouth | Heavy metals | 1 | - | Dilute acetic acid | 2 | 6 | ml. | 4171 | Control
RM | PP7533 Narrow mouth | Heavy metals | 1 | - | Glass tube 50 ml. | 4 | 3 | pcs | - | Control
RM | PP7533 Narrow mouth | Heavy metals | 1 | - | Sodium sulfide | 2 | 2 | Drop | 4087
RM | PP7533 Narrow mouth | Heavy metals | 1 | - | Pipet 1 ml. | 4 | 1 | pcs | -
RM | PP7533 Narrow mouth | Heavy metals | 1 | - | Glass tube 50 ml. | 4 | 1 | pcs | -
RM | PP7533 Narrow mouth | Heavy metals | 1 | - | Phenolphthalein | 2 | 1 | Drop | 1010
RM | PP7533 Narrow mouth | Heavy metals | 1 | - | Ammonia TS. | 2 | 40 | ml. | 4173
RM | PP7533 Narrow mouth | Heavy metals | 1 | H002 | Hydrochloric acid | 1 | 3 | Drop | -
RM | PP7533 Narrow mouth | Heavy metals | 1 | - | Dilute acetic acid | 2 | 2 | ml. | 4171
RM | PP7533 Narrow mouth | Heavy metals | 1 | - | Sodium sulfide | 2 | 2 | Drop | 4087
RM | PP7533 Narrow mouth | Camium,Lead | 3 | - | Crucible glass 50 ml. | 4 | 1 | pcs | -
RM | PP7533 Narrow mouth | Camium,Lead | 1 | S016 | Sulfuric acid | 1 | 2 | ml. | -
RM | PP7533 Narrow mouth | Camium,Lead | 1 | - | Hot plate | 4 | 1 | pcs | -
RM | PP7533 Narrow mouth | Camium,Lead | 1 | - | Muffle furnace | 5 | 480 | min | -
RM | PP7533 Narrow mouth | Camium,Lead | 1 | H002 | Hydrochloric acid | 1 | 7 | ml. | -
RM | PP7533 Narrow mouth | Camium,Lead | 1 | - | Water bath | 4 | 1 | pcs | -
RM | PP7533 Narrow mouth | Camium,Lead | 1 | - | Citric acid monohydrate (1 in 2 ) + Hydrochloric acid (1 in 1) | 2 | 0.5 | ml. | None in WI
RM | PP7533 Narrow mouth | Camium,Lead | 1 | - | Ammonium acetate (2 in 5) | 2 | 0.5 | ml. | None in WI
RM | PP7533 Narrow mouth | Camium,Lead | 3 | - | Erlenmeyer flask 125 ml. | 4 | 1 | pcs | -
RM | PP7533 Narrow mouth | Camium,Lead | 1 | - | Diammonium hydrogen citrate (1 in 4) | 2 | 10 | ml. | None in WI
RM | PP7533 Narrow mouth | Camium,Lead | 1 | - | Bromothymol blue | 2 | 2 | Drop | 1003
RM | PP7533 Narrow mouth | Camium,Lead | 1 | - | Ammonia TS. | 2 | 10 | ml. | 4173
RM | PP7533 Narrow mouth | Camium,Lead | 1 | - | Ammonium sulfate (2 in 5 ) | 2 | 10 | ml. | None in WI
RM | PP7533 Narrow mouth | Camium,Lead | 1 | - | Sodium N,N-diethyldithiocarbanate (1 in 20) | 2 | 20 | ml. | None in WI
RM | PP7533 Narrow mouth | Camium,Lead | 3 | - | Funnel glass | 4 | 1 | pcs | -
RM | PP7533 Narrow mouth | Camium,Lead | 1 | - | 4-methyl-2-pentanone | 2 | 20 | ml. | None in WI
RM | PP7533 Narrow mouth | Camium,Lead | 1 | - | Glass tube 50 ml. | 4 | 3 | pcs | -
RM | PP7533 Narrow mouth | Camium,Lead | 1 | - | Standard lead 1 ppm | 2 | 1 | ml. | 2017
RM | PP7533 Narrow mouth | Camium,Lead | 1 | - | Diammonium hydrogen citrate (1 in 4) | 2 | 10 | ml. | None in WI
RM | PP7533 Narrow mouth | Camium,Lead | 1 | - | Bromothymol blue | 2 | 2 | Drop | 1003
RM | PP7533 Narrow mouth | Camium,Lead | 1 | - | Ammonia TS. | 2 | 10 | ml. | 4173
RM | PP7533 Narrow mouth | Camium,Lead | 1 | - | Ammonium sulfate (2 in 5 ) | 2 | 10 | ml. | None in WI
RM | PP7533 Narrow mouth | Camium,Lead | 1 | - | Sodium N,N-diethyldithiocarbanate (1 in 20) | 2 | 20 | ml. | None in WI
RM | PP7533 Narrow mouth | Camium,Lead | 1 | - | Funnel glass | 4 | 1 | pcs | -
RM | PP7533 Narrow mouth | Camium,Lead | 1 | - | 4-methyl-2-pentanone | 2 | 20 | ml. | None in WI
RM | PP7533 Narrow mouth | Camium,Lead | 1 | - | Standard cadmium 1 ppm | 2 | 2 | ml. | None in WI
RM | PP7533 Narrow mouth | Camium,Lead | 1 | - | Diammonium hydrogen citrate (1 in 4) | 2 | 10 | ml. | None in WI
RM | PP7533 Narrow mouth | Camium,Lead | 1 | - | Bromothymol blue | 2 | 2 | Drop | 1003
RM | PP7533 Narrow mouth | Camium,Lead | 1 | - | Ammonia TS. | 2 | 10 | ml. | 4173
RM | PP7533 Narrow mouth | Camium,Lead | 1 | - | Ammonium sulfate (2 in 5 ) | 2 | 10 | ml. | None in WI
RM | PP7533 Narrow mouth | Camium,Lead | 1 | - | Sodium N,N-diethyldithiocarbanate (1 in 20) | 2 | 20 | ml. | None in WI
RM | PP7533 Narrow mouth | Camium,Lead | 1 | - | Funnel glass | 4 | 1 | pcs | -
RM | PP7533 Narrow mouth | Camium,Lead | 1 | - | 4-methyl-2-pentanone | 2 | 20 | ml. | None in WI
RM | PP7533 Narrow mouth | Camium,Lead | 1 | - | Atomic absorption spectrophotometer | 5 | 120 | min | -
RM | PP7533 Narrow mouth | Residue on ignition | 1 | - | Crucible 50 ml. | 4 | 3 | pcs | -
RM | PP7533 Narrow mouth | Residue on ignition | 3 | S016 | Sulfuric acid | 1 | 1 | ml. | -
RM | PP7533 Narrow mouth | Residue on ignition | 1 | - | Hot plate | 4 | 1 | pcs | -
RM | PP7533 Narrow mouth | Residue on ignition | 1 | - | Muffle furnace | 4 | 480 | min | -
RM | PP7533 Narrow mouth | Residue on ignition | 1 | - | Analytical balance 4 dg | 5 | 5 | min | -
RM | PP7533 Narrow mouth | Residue on ignition | 1 | - | Desicator | 4 | 30 | min | -
RM | PP7533 Narrow mouth | UV spectrum | 1 | - | Hot plate | 4 | 1 | pcs | -
RM | PP7533 Narrow mouth | UV spectrum | 1 | - | UV-VIS spectrophotometer | 5 | 40 | min | -
RM | PP7533 Narrow mouth | Extractable | 1 | - | Autocape | 5 | 60 | min | -
RM | PP7533 Narrow mouth | Extractable | 1 | - | Beaker 600 ml. | 4 | 6 | pcs | -
RM | PP7533 Narrow mouth | Foaming test | 1 | - | Glass tube 50 ml. | 4 | 6 | pcs | -
RM | PP7533 Narrow mouth | Foaming test | 1 | - | Glass tube cap 50 ml. | 4 | 6 | pcs | -
RM | PP7533 Narrow mouth | pH | 1 | - | pH meter | 5 | 60 | min | -
RM | PP7533 Narrow mouth | pH | 1 | - | Beaker 50 ml. | 4 | 6 | pcs | -
RM | PP7533 Narrow mouth | Potssium permanganate | 4 | - | Dilute sulfuric acid | 2 | 1 | ml. | 4103
RM | PP7533 Narrow mouth | Potssium permanganate | 3 | - | Potassuim iodide | 2 | 0.4 | g. | 4182
RM | PP7533 Narrow mouth | Potssium permanganate | 3 | - | Starch TS. | 2 | 2 | ml. | 1011
RM | PP7533 Narrow mouth | Potssium permanganate | 3 | - | 0.01 N Potassium permanganate | 2 | 30 | ml. | 3010
RM | PP7533 Narrow mouth | Extractable substances(Residue on evaporation) | 4 | - | Beaker 50 ml. | 4 | 1 | pcs | -
RM | PP7533 Narrow mouth | Extractable substances(Residue on evaporation) | 3 | - | Hot plate | 4 | 60 | min | -
RM | PP7533 Narrow mouth | Extractable substances(Residue on evaporation) | 3 | - | Hot air oven | 5 | 10 | min | -
RM | PP7533 Narrow mouth | Extractable substances(Residue on evaporation) | 3 | - | Water bath | 4 | 1 | pcs | -
RM | PP7533 Narrow mouth | Extractable substances(Residue on evaporation) | 3 | - | Desicator | 4 | 30 | min | -
RM | PP7533 Narrow mouth | Extractable substances(UV spectrum) | 3 | - | UV-VIS spectrophotometer | 5 | 30 | min | -
RM | PF105A pellet | Packaging appearance | 1 | - | None | None | None | None | -
RM | PF105A pellet | Description | 1 | - | None | None | None | None | -
RM | PF105A pellet | Bulk density | 1 | - | Cylinder glass 1000 ml. | 4 | 1 | pcs | -
RM | PF105A pellet | Bulk density | 1 | E007 | Ethanol | 1 | 500 | ml. | -
RM | PF105A pellet | Bulk density | 3 | - | Beaker 150 ml. | 4 | 1 | pcs | -
RM | PF105A pellet | Bulk density | 1 | - | Analytical balance 2 dg | 5 | 5 | min | -
RM | PF105A pellet | Melt flow rate | 1 | - | Analytical balance 2 dg | 5 | 5 | min | -
RM | PF105A pellet | Melt flow rate | 1 | - | Beaker 50 ml. | 4 | 1 | pcs | -
RM | PF105A pellet | Melt flow rate | 1 | - | Melt indexer | 5 | 120 | min | -
RM | PF105A pellet | Melt flow rate | 1 | - | Analytical balance 4 dg | 5 | 5 | min | -
RM | PF105A pellet | Heavy metals | 1 | - | Analytical balance 4 dg | 5 | 5 | min | - | Control
RM | PF105A pellet | Heavy metals | 3 | - | Crucible 50 ml. | 4 | 1 | pcs | - | Control
RM | PF105A pellet | Heavy metals | 3 | - | Hot plate | 4 | 1 | pcs | - | Control
RM | PF105A pellet | Heavy metals | 3 | N011 | Nitric acid | 1 | 2 | ml. | - | Control
RM | PF105A pellet | Heavy metals | 3 | S016 | Sulfuric acid | 1 | 5 | Drop | - | Control
RM | PF105A pellet | Heavy metals | 3 | - | Muffle furnace | 5 | 480 | min | -
RM | PF105A pellet | Heavy metals | 3 | - | Water bath | 4 | 1 | pcs | -
RM | PF105A pellet | Heavy metals | 3 | H002 | Hydrochloric acid | 1 | 2 | ml. | -
RM | PF105A pellet | Heavy metals | 1 | - | Crucible 50 ml. | 4 | 1 | pcs | -
RM | PF105A pellet | Heavy metals | 1 | N011 | Nitric acid | 1 | 2 | ml. | -
RM | PF105A pellet | Heavy metals | 1 | - | Water bath | 4 | 1 | pcs | -
RM | PF105A pellet | Heavy metals | 1 | S016 | Sulfuric acid | 1 | 5 | Drop | -
RM | PF105A pellet | Heavy metals | 1 | H002 | Hydrochloric acid | 1 | 2 | ml. | - | Control
RM | PF105A pellet | Heavy metals | 3 | H002 | Hydrochloric acid | 1 | 3 | Drop | - | Control
RM | PF105A pellet | Heavy metals | 1 | - | Blender | 4 | 1 | pcs | - | Control
RM | PF105A pellet | Heavy metals | 1 | - | Phenolphthalein | 2 | 1 | Drop | 1010 | Control
RM | PF105A pellet | Heavy metals | 1 | - | Ammonia TS. | 2 | 40 | ml. | 4173 | Control
RM | PF105A pellet | Heavy metals | 1 | - | Dilute acetic acid | 2 | 6 | ml. | 4171 | Control
RM | PF105A pellet | Heavy metals | 1 | - | Glass tube 50 ml. | 4 | 3 | pcs | - | Control
RM | PF105A pellet | Heavy metals | 1 | - | Sodium sulfide | 2 | 2 | Drop | 4087
RM | PF105A pellet | Heavy metals | 1 | - | Pipet 1 ml. | 4 | 1 | pcs | -
RM | PF105A pellet | Heavy metals | 1 | - | Glass tube 50 ml. | 4 | 1 | pcs | -
RM | PF105A pellet | Heavy metals | 1 | - | Phenolphthalein | 2 | 1 | Drop | 1010
RM | PF105A pellet | Heavy metals | 1 | - | Ammonia TS. | 2 | 40 | ml. | 4173
RM | PF105A pellet | Heavy metals | 1 | H002 | Hydrochloric acid | 1 | 3 | Drop | -
RM | PF105A pellet | Heavy metals | 1 | - | Dilute acetic acid | 2 | 2 | ml. | 4171
RM | PF105A pellet | Heavy metals | 1 | - | Sodium sulfide | 2 | 2 | Drop | 4087
RM | PF105A pellet | Camium,Lead | 3 | - | Crucible glass 50 ml. | 4 | 1 | pcs | -
RM | PF105A pellet | Camium,Lead | 1 | S016 | Sulfuric acid | 1 | 2 | ml. | -
RM | PF105A pellet | Camium,Lead | 1 | - | Hot plate | 4 | 1 | pcs | -
RM | PF105A pellet | Camium,Lead | 1 | - | Muffle furnace | 5 | 480 | min | -
RM | PF105A pellet | Camium,Lead | 1 | H002 | Hydrochloric acid | 1 | 7 | ml. | -
RM | PF105A pellet | Camium,Lead | 1 | - | Water bath | 4 | 1 | pcs | -
RM | PF105A pellet | Camium,Lead | 1 | - | Citric acid monohydrate (1 in 2 ) + Hydrochloric acid (1 in 1) | 2 | 0.5 | ml. | None in WI
RM | PF105A pellet | Camium,Lead | 1 | - | Ammonium acetate (2 in 5) | 2 | 0.5 | ml. | None in WI
RM | PF105A pellet | Camium,Lead | 3 | - | Erlenmeyer flask 125 ml. | 4 | 1 | pcs | -
RM | PF105A pellet | Camium,Lead | 1 | - | Diammonium hydrogen citrate (1 in 4) | 2 | 10 | ml. | None in WI
RM | PF105A pellet | Camium,Lead | 1 | - | Bromothymol blue | 2 | 2 | Drop | 1003
RM | PF105A pellet | Camium,Lead | 1 | - | Ammonia TS. | 2 | 10 | ml. | 4173
RM | PF105A pellet | Camium,Lead | 1 | - | Ammonium sulfate (2 in 5 ) | 2 | 10 | ml. | None in WI
RM | PF105A pellet | Camium,Lead | 1 | - | Sodium N,N-diethyldithiocarbanate (1 in 20) | 2 | 20 | ml. | None in WI
RM | PF105A pellet | Camium,Lead | 3 | - | Funnel glass | 4 | 1 | pcs | -
RM | PF105A pellet | Camium,Lead | 1 | - | 4-methyl-2-pentanone | 2 | 20 | ml. | None in WI
RM | PF105A pellet | Camium,Lead | 1 | - | Glass tube 50 ml. | 4 | 3 | pcs | -
RM | PF105A pellet | Camium,Lead | 1 | - | Standard lead 1 ppm | 2 | 1 | ml. | 2017
RM | PF105A pellet | Camium,Lead | 1 | - | Diammonium hydrogen citrate (1 in 4) | 2 | 10 | ml. | None in WI
RM | PF105A pellet | Camium,Lead | 1 | - | Bromothymol blue | 2 | 2 | Drop | 1003
RM | PF105A pellet | Camium,Lead | 1 | - | Ammonia TS. | 2 | 10 | ml. | 4173
RM | PF105A pellet | Camium,Lead | 1 | - | Ammonium sulfate (2 in 5 ) | 2 | 10 | ml. | None in WI
RM | PF105A pellet | Camium,Lead | 1 | - | Sodium N,N-diethyldithiocarbanate (1 in 20) | 2 | 20 | ml. | None in WI
RM | PF105A pellet | Camium,Lead | 1 | - | Funnel glass | 4 | 1 | pcs | -
RM | PF105A pellet | Camium,Lead | 1 | - | 4-methyl-2-pentanone | 2 | 20 | ml. | None in WI
RM | PF105A pellet | Camium,Lead | 1 | - | Standard cadmium 1 ppm | 2 | 2 | ml. | None in WI
RM | PF105A pellet | Camium,Lead | 1 | - | Diammonium hydrogen citrate (1 in 4) | 2 | 10 | ml. | None in WI
RM | PF105A pellet | Camium,Lead | 1 | - | Bromothymol blue | 2 | 2 | Drop | 1003
RM | PF105A pellet | Camium,Lead | 1 | - | Ammonia TS. | 2 | 10 | ml. | 4173
RM | PF105A pellet | Camium,Lead | 1 | - | Ammonium sulfate (2 in 5 ) | 2 | 10 | ml. | None in WI
RM | PF105A pellet | Camium,Lead | 1 | - | Sodium N,N-diethyldithiocarbanate (1 in 20) | 2 | 20 | ml. | None in WI
RM | PF105A pellet | Camium,Lead | 1 | - | Funnel glass | 4 | 1 | pcs | -
RM | PF105A pellet | Camium,Lead | 1 | - | 4-methyl-2-pentanone | 2 | 20 | ml. | None in WI
RM | PF105A pellet | Camium,Lead | 1 | - | Atomic absorption spectrophotometer | 5 | 120 | min | -
RM | PF105A pellet | Residue on ignition | 1 | - | Crucible 50 ml. | 4 | 3 | pcs | -
RM | PF105A pellet | Residue on ignition | 3 | S016 | Sulfuric acid | 1 | 1 | ml. | -
RM | PF105A pellet | Residue on ignition | 1 | - | Hot plate | 4 | 1 | pcs | -
RM | PF105A pellet | Residue on ignition | 1 | - | Muffle furnace | 4 | 480 | min | -
RM | PF105A pellet | Residue on ignition | 1 | - | Analytical balance 4 dg | 5 | 5 | min | -
RM | PF105A pellet | Residue on ignition | 1 | - | Desicator | 4 | 30 | min | -
RM | PF105A pellet | UV spectrum | 1 | - | Hot plate | 4 | 1 | pcs | -
RM | PF105A pellet | UV spectrum | 1 | - | UV-VIS spectrophotometer | 5 | 40 | min | -
RM | PF105A pellet | Extractable | 1 | - | Autocape | 5 | 60 | min | -
RM | PF105A pellet | Extractable | 1 | - | Beaker 600 ml. | 4 | 6 | pcs | -
RM | PF105A pellet | Foaming test | 1 | - | Glass tube 50 ml. | 4 | 6 | pcs | -
RM | PF105A pellet | Foaming test | 1 | - | Glass tube cap 50 ml. | 4 | 6 | pcs | -
RM | PF105A pellet | pH | 1 | - | pH meter | 5 | 60 | min | -
RM | PF105A pellet | pH | 1 | - | Beaker 50 ml. | 4 | 6 | pcs | -
RM | PF105A pellet | Potssium permanganate | 4 | - | Dilute sulfuric acid | 2 | 1 | ml. | 4103
RM | PF105A pellet | Potssium permanganate | 3 | - | Potassuim iodide | 2 | 0.4 | g. | 4182
RM | PF105A pellet | Potssium permanganate | 3 | - | Starch TS. | 2 | 2 | ml. | 1011
RM | PF105A pellet | Potssium permanganate | 3 | - | 0.01 N Potassium permanganate | 2 | 30 | ml. | 3010
RM | PF105A pellet | Extractable substances(Residue on evaporation) | 4 | - | Beaker 50 ml. | 4 | 1 | pcs | -
RM | PF105A pellet | Extractable substances(Residue on evaporation) | 3 | - | Hot plate | 4 | 60 | min | -
RM | PF105A pellet | Extractable substances(Residue on evaporation) | 3 | - | Hot air oven | 5 | 10 | min | -
RM | PF105A pellet | Extractable substances(Residue on evaporation) | 3 | - | Water bath | 4 | 1 | pcs | -
RM | PF105A pellet | Extractable substances(Residue on evaporation) | 3 | - | Desicator | 4 | 30 | min | -
RM | PF105A pellet | Extractable substances(UV spectrum) | 3 | - | UV-VIS spectrophotometer | 5 | 30 | min | -
RM | PF105A Wide moth | Heavy metals | 1 | - | Analytical balance 4 dg | 5 | 5 | min | - | Control
RM | PF105A Wide moth | Heavy metals | 3 | - | Crucible 50 ml. | 4 | 1 | pcs | - | Control
RM | PF105A Wide moth | Heavy metals | 3 | - | Hot plate | 4 | 1 | pcs | - | Control
RM | PF105A Wide moth | Heavy metals | 3 | N011 | Nitric acid | 1 | 2 | ml. | - | Control
RM | PF105A Wide moth | Heavy metals | 3 | S016 | Sulfuric acid | 1 | 5 | Drop | - | Control
RM | PF105A Wide moth | Heavy metals | 3 | - | Muffle furnace | 5 | 480 | min | -
RM | PF105A Wide moth | Heavy metals | 3 | - | Water bath | 4 | 1 | pcs | -
RM | PF105A Wide moth | Heavy metals | 3 | H002 | Hydrochloric acid | 1 | 2 | ml. | -
RM | PF105A Wide moth | Heavy metals | 1 | - | Crucible 50 ml. | 4 | 1 | pcs | -
RM | PF105A Wide moth | Heavy metals | 1 | N011 | Nitric acid | 1 | 2 | ml. | -
RM | PF105A Wide moth | Heavy metals | 1 | - | Water bath | 4 | 1 | pcs | -
RM | PF105A Wide moth | Heavy metals | 1 | S016 | Sulfuric acid | 1 | 5 | Drop | -
RM | PF105A Wide moth | Heavy metals | 1 | H002 | Hydrochloric acid | 1 | 2 | ml. | - | Control
RM | PF105A Wide moth | Heavy metals | 3 | H002 | Hydrochloric acid | 1 | 3 | Drop | - | Control
RM | PF105A Wide moth | Heavy metals | 1 | - | Blender | 4 | 1 | pcs | - | Control
RM | PF105A Wide moth | Heavy metals | 1 | - | Phenolphthalein | 2 | 1 | Drop | 1010 | Control
RM | PF105A Wide moth | Heavy metals | 1 | - | Ammonia TS. | 2 | 40 | ml. | 4173 | Control
RM | PF105A Wide moth | Heavy metals | 1 | - | Dilute acetic acid | 2 | 6 | ml. | 4171 | Control
RM | PF105A Wide moth | Heavy metals | 1 | - | Glass tube 50 ml. | 4 | 3 | pcs | - | Control
RM | PF105A Wide moth | Heavy metals | 1 | - | Sodium sulfide | 2 | 2 | Drop | 4087
RM | PF105A Wide moth | Heavy metals | 1 | - | Pipet 1 ml. | 4 | 1 | pcs | -
RM | PF105A Wide moth | Heavy metals | 1 | - | Glass tube 50 ml. | 4 | 1 | pcs | -
RM | PF105A Wide moth | Heavy metals | 1 | - | Phenolphthalein | 2 | 1 | Drop | 1010
RM | PF105A Wide moth | Heavy metals | 1 | - | Ammonia TS. | 2 | 40 | ml. | 4173
RM | PF105A Wide moth | Heavy metals | 1 | H002 | Hydrochloric acid | 1 | 3 | Drop | -
RM | PF105A Wide moth | Heavy metals | 1 | - | Dilute acetic acid | 2 | 2 | ml. | 4171
RM | PF105A Wide moth | Heavy metals | 1 | - | Sodium sulfide | 2 | 2 | Drop | 4087
RM | PF105A Wide moth | Camium,Lead | 3 | - | Crucible glass 50 ml. | 4 | 1 | pcs | -
RM | PF105A Wide moth | Camium,Lead | 1 | S016 | Sulfuric acid | 1 | 2 | ml. | -
RM | PF105A Wide moth | Camium,Lead | 1 | - | Hot plate | 4 | 1 | pcs | -
RM | PF105A Wide moth | Camium,Lead | 1 | - | Muffle furnace | 5 | 480 | min | -
RM | PF105A Wide moth | Camium,Lead | 1 | H002 | Hydrochloric acid | 1 | 7 | ml. | -
RM | PF105A Wide moth | Camium,Lead | 1 | - | Water bath | 4 | 1 | pcs | -
RM | PF105A Wide moth | Camium,Lead | 1 | - | Citric acid monohydrate (1 in 2 ) + Hydrochloric acid (1 in 1) | 2 | 0.5 | ml. | None in WI
RM | PF105A Wide moth | Camium,Lead | 1 | - | Ammonium acetate (2 in 5) | 2 | 0.5 | ml. | None in WI
RM | PF105A Wide moth | Camium,Lead | 3 | - | Erlenmeyer flask 125 ml. | 4 | 1 | pcs | -
RM | PF105A Wide moth | Camium,Lead | 1 | - | Diammonium hydrogen citrate (1 in 4) | 2 | 10 | ml. | None in WI
RM | PF105A Wide moth | Camium,Lead | 1 | - | Bromothymol blue | 2 | 2 | Drop | 1003
RM | PF105A Wide moth | Camium,Lead | 1 | - | Ammonia TS. | 2 | 10 | ml. | 4173
RM | PF105A Wide moth | Camium,Lead | 1 | - | Ammonium sulfate (2 in 5 ) | 2 | 10 | ml. | None in WI
RM | PF105A Wide moth | Camium,Lead | 1 | - | Sodium N,N-diethyldithiocarbanate (1 in 20) | 2 | 20 | ml. | None in WI
RM | PF105A Wide moth | Camium,Lead | 3 | - | Funnel glass | 4 | 1 | pcs | -
RM | PF105A Wide moth | Camium,Lead | 1 | - | 4-methyl-2-pentanone | 2 | 20 | ml. | None in WI
RM | PF105A Wide moth | Camium,Lead | 1 | - | Glass tube 50 ml. | 4 | 3 | pcs | -
RM | PF105A Wide moth | Camium,Lead | 1 | - | Standard lead 1 ppm | 2 | 1 | ml. | 2017
RM | PF105A Wide moth | Camium,Lead | 1 | - | Diammonium hydrogen citrate (1 in 4) | 2 | 10 | ml. | None in WI
RM | PF105A Wide moth | Camium,Lead | 1 | - | Bromothymol blue | 2 | 2 | Drop | 1003
RM | PF105A Wide moth | Camium,Lead | 1 | - | Ammonia TS. | 2 | 10 | ml. | 4173
RM | PF105A Wide moth | Camium,Lead | 1 | - | Ammonium sulfate (2 in 5 ) | 2 | 10 | ml. | None in WI
RM | PF105A Wide moth | Camium,Lead | 1 | - | Sodium N,N-diethyldithiocarbanate (1 in 20) | 2 | 20 | ml. | None in WI
RM | PF105A Wide moth | Camium,Lead | 1 | - | Funnel glass | 4 | 1 | pcs | -
RM | PF105A Wide moth | Camium,Lead | 1 | - | 4-methyl-2-pentanone | 2 | 20 | ml. | None in WI
RM | PF105A Wide moth | Camium,Lead | 1 | - | Standard cadmium 1 ppm | 2 | 2 | ml. | None in WI
RM | PF105A Wide moth | Camium,Lead | 1 | - | Diammonium hydrogen citrate (1 in 4) | 2 | 10 | ml. | None in WI
RM | PF105A Wide moth | Camium,Lead | 1 | - | Bromothymol blue | 2 | 2 | Drop | 1003
RM | PF105A Wide moth | Camium,Lead | 1 | - | Ammonia TS. | 2 | 10 | ml. | 4173
RM | PF105A Wide moth | Camium,Lead | 1 | - | Ammonium sulfate (2 in 5 ) | 2 | 10 | ml. | None in WI
RM | PF105A Wide moth | Camium,Lead | 1 | - | Sodium N,N-diethyldithiocarbanate (1 in 20) | 2 | 20 | ml. | None in WI
RM | PF105A Wide moth | Camium,Lead | 1 | - | Funnel glass | 4 | 1 | pcs | -
RM | PF105A Wide moth | Camium,Lead | 1 | - | 4-methyl-2-pentanone | 2 | 20 | ml. | None in WI
RM | PF105A Wide moth | Camium,Lead | 1 | - | Atomic absorption spectrophotometer | 5 | 120 | min | -
RM | PF105A Wide moth | Residue on ignition | 1 | - | Crucible 50 ml. | 4 | 3 | pcs | -
RM | PF105A Wide moth | Residue on ignition | 3 | S016 | Sulfuric acid | 1 | 1 | ml. | -
RM | PF105A Wide moth | Residue on ignition | 1 | - | Hot plate | 4 | 1 | pcs | -
RM | PF105A Wide moth | Residue on ignition | 1 | - | Muffle furnace | 4 | 480 | min | -
RM | PF105A Wide moth | Residue on ignition | 1 | - | Analytical balance 4 dg | 5 | 5 | min | -
RM | PF105A Wide moth | Residue on ignition | 1 | - | Desicator | 4 | 30 | min | -
RM | PF105A Wide moth | UV spectrum | 1 | - | Hot plate | 4 | 1 | pcs | -
RM | PF105A Wide moth | UV spectrum | 1 | - | UV-VIS spectrophotometer | 5 | 40 | min | -
RM | PF105A Wide moth | Extractable | 1 | - | Autocape | 5 | 60 | min | -
RM | PF105A Wide moth | Extractable | 1 | - | Beaker 600 ml. | 4 | 6 | pcs | -
RM | PF105A Wide moth | Foaming test | 1 | - | Glass tube 50 ml. | 4 | 6 | pcs | -
RM | PF105A Wide moth | Foaming test | 1 | - | Glass tube cap 50 ml. | 4 | 6 | pcs | -
RM | PF105A Wide moth | pH | 1 | - | pH meter | 5 | 60 | min | -
RM | PF105A Wide moth | pH | 1 | - | Beaker 50 ml. | 4 | 6 | pcs | -
RM | PF105A Wide moth | Potssium permanganate | 4 | - | Dilute sulfuric acid | 2 | 1 | ml. | 4103
RM | PF105A Wide moth | Potssium permanganate | 3 | - | Potassuim iodide | 2 | 0.4 | g. | 4182
RM | PF105A Wide moth | Potssium permanganate | 3 | - | Starch TS. | 2 | 2 | ml. | 1011
RM | PF105A Wide moth | Potssium permanganate | 3 | - | 0.01 N Potassium permanganate | 2 | 30 | ml. | 3010
RM | PF105A Wide moth | Extractable substances(Residue on evaporation) | 4 | - | Beaker 50 ml. | 4 | 1 | pcs | -
RM | PF105A Wide moth | Extractable substances(Residue on evaporation) | 3 | - | Hot plate | 4 | 60 | min | -
RM | PF105A Wide moth | Extractable substances(Residue on evaporation) | 3 | - | Hot air oven | 5 | 10 | min | -
RM | PF105A Wide moth | Extractable substances(Residue on evaporation) | 3 | - | Water bath | 4 | 1 | pcs | -
RM | PF105A Wide moth | Extractable substances(Residue on evaporation) | 3 | - | Desicator | 4 | 30 | min | -
RM | PF105A Wide moth | Extractable substances(UV spectrum) | 3 | - | UV-VIS spectrophotometer | 5 | 30 | min | -
RM | Pellet cosmoplen W331 | Packaging appearance | 1 | - | None | None | None | None | -
RM | Pellet cosmoplen W331 | Description | 1 | - | None | None | None | None | -
RM | Pellet cosmoplen W331 | Bulk density | 1 | - | Cylinder glass 1000 ml. | 4 | 1 | pcs | -
RM | Pellet cosmoplen W331 | Bulk density | 1 | E007 | Ethanol | 1 | 500 | ml. | -
RM | Pellet cosmoplen W331 | Bulk density | 3 | - | Beaker 150 ml. | 4 | 1 | pcs | -
RM | Pellet cosmoplen W331 | Bulk density | 1 | - | Analytical balance 2 dg | 5 | 5 | min | -
RM | Pellet cosmoplen W331 | Melt flow rate | 1 | - | Analytical balance 2 dg | 5 | 5 | min | -
RM | Pellet cosmoplen W331 | Melt flow rate | 1 | - | Beaker 50 ml. | 4 | 1 | pcs | -
RM | Pellet cosmoplen W331 | Melt flow rate | 1 | - | Melt indexer | 5 | 120 | min | -
RM | Pellet cosmoplen W331 | Melt flow rate | 1 | - | Analytical balance 4 dg | 5 | 5 | min | -
RM | Pellet cosmoplen W331 | Heavy metals | 1 | - | Analytical balance 4 dg | 5 | 5 | min | - | Control
RM | Pellet cosmoplen W331 | Heavy metals | 3 | - | Crucible 50 ml. | 4 | 1 | pcs | - | Control
RM | Pellet cosmoplen W331 | Heavy metals | 3 | - | Hot plate | 4 | 1 | pcs | - | Control
RM | Pellet cosmoplen W331 | Heavy metals | 3 | N011 | Nitric acid | 1 | 2 | ml. | - | Control
RM | Pellet cosmoplen W331 | Heavy metals | 3 | S016 | Sulfuric acid | 1 | 5 | Drop | - | Control
RM | Pellet cosmoplen W331 | Heavy metals | 3 | - | Muffle furnace | 5 | 480 | min | -
RM | Pellet cosmoplen W331 | Heavy metals | 3 | - | Water bath | 4 | 1 | pcs | -
RM | Pellet cosmoplen W331 | Heavy metals | 3 | H002 | Hydrochloric acid | 1 | 2 | ml. | -
RM | Pellet cosmoplen W331 | Heavy metals | 1 | - | Crucible 50 ml. | 4 | 1 | pcs | -
RM | Pellet cosmoplen W331 | Heavy metals | 1 | N011 | Nitric acid | 1 | 2 | ml. | -
RM | Pellet cosmoplen W331 | Heavy metals | 1 | - | Water bath | 4 | 1 | pcs | -
RM | Pellet cosmoplen W331 | Heavy metals | 1 | S016 | Sulfuric acid | 1 | 5 | Drop | -
RM | Pellet cosmoplen W331 | Heavy metals | 1 | H002 | Hydrochloric acid | 1 | 2 | ml. | - | Control
RM | Pellet cosmoplen W331 | Heavy metals | 3 | H002 | Hydrochloric acid | 1 | 3 | Drop | - | Control
RM | Pellet cosmoplen W331 | Heavy metals | 1 | - | Blender | 4 | 1 | pcs | - | Control
RM | Pellet cosmoplen W331 | Heavy metals | 1 | - | Phenolphthalein | 2 | 1 | Drop | 1010 | Control
RM | Pellet cosmoplen W331 | Heavy metals | 1 | - | Ammonia TS. | 2 | 40 | ml. | 4173 | Control
RM | Pellet cosmoplen W331 | Heavy metals | 1 | - | Dilute acetic acid | 2 | 6 | ml. | 4171 | Control
RM | Pellet cosmoplen W331 | Heavy metals | 1 | - | Glass tube 50 ml. | 4 | 3 | pcs | - | Control
RM | Pellet cosmoplen W331 | Heavy metals | 1 | - | Sodium sulfide | 2 | 2 | Drop | 4087
RM | Pellet cosmoplen W331 | Heavy metals | 1 | - | Pipet 1 ml. | 4 | 1 | pcs | -
RM | Pellet cosmoplen W331 | Heavy metals | 1 | - | Glass tube 50 ml. | 4 | 1 | pcs | -
RM | Pellet cosmoplen W331 | Heavy metals | 1 | - | Phenolphthalein | 2 | 1 | Drop | 1010
RM | Pellet cosmoplen W331 | Heavy metals | 1 | - | Ammonia TS. | 2 | 40 | ml. | 4173
RM | Pellet cosmoplen W331 | Heavy metals | 1 | H002 | Hydrochloric acid | 1 | 3 | Drop | -
RM | Pellet cosmoplen W331 | Heavy metals | 1 | - | Dilute acetic acid | 2 | 2 | ml. | 4171
RM | Pellet cosmoplen W331 | Heavy metals | 1 | - | Sodium sulfide | 2 | 2 | Drop | 4087
RM | Pellet cosmoplen W331 | Camium,Lead | 3 | - | Crucible glass 50 ml. | 4 | 1 | pcs | -
RM | Pellet cosmoplen W331 | Camium,Lead | 1 | S016 | Sulfuric acid | 1 | 2 | ml. | -
RM | Pellet cosmoplen W331 | Camium,Lead | 1 | - | Hot plate | 4 | 1 | pcs | -
RM | Pellet cosmoplen W331 | Camium,Lead | 1 | - | Muffle furnace | 5 | 480 | min | -
RM | Pellet cosmoplen W331 | Camium,Lead | 1 | H002 | Hydrochloric acid | 1 | 7 | ml. | -
RM | Pellet cosmoplen W331 | Camium,Lead | 1 | - | Water bath | 4 | 1 | pcs | -
RM | Pellet cosmoplen W331 | Camium,Lead | 1 | - | Citric acid monohydrate (1 in 2 ) + Hydrochloric acid (1 in 1) | 2 | 0.5 | ml. | None in WI
RM | Pellet cosmoplen W331 | Camium,Lead | 1 | - | Ammonium acetate (2 in 5) | 2 | 0.5 | ml. | None in WI
RM | Pellet cosmoplen W331 | Camium,Lead | 3 | - | Erlenmeyer flask 125 ml. | 4 | 1 | pcs | -
RM | Pellet cosmoplen W331 | Camium,Lead | 1 | - | Diammonium hydrogen citrate (1 in 4) | 2 | 10 | ml. | None in WI
RM | Pellet cosmoplen W331 | Camium,Lead | 1 | - | Bromothymol blue | 2 | 2 | Drop | 1003
RM | Pellet cosmoplen W331 | Camium,Lead | 1 | - | Ammonia TS. | 2 | 10 | ml. | 4173
RM | Pellet cosmoplen W331 | Camium,Lead | 1 | - | Ammonium sulfate (2 in 5 ) | 2 | 10 | ml. | None in WI
RM | Pellet cosmoplen W331 | Camium,Lead | 1 | - | Sodium N,N-diethyldithiocarbanate (1 in 20) | 2 | 20 | ml. | None in WI
RM | Pellet cosmoplen W331 | Camium,Lead | 3 | - | Funnel glass | 4 | 1 | pcs | -
RM | Pellet cosmoplen W331 | Camium,Lead | 1 | - | 4-methyl-2-pentanone | 2 | 20 | ml. | None in WI
RM | Pellet cosmoplen W331 | Camium,Lead | 1 | - | Glass tube 50 ml. | 4 | 3 | pcs | -
RM | Pellet cosmoplen W331 | Camium,Lead | 1 | - | Standard lead 1 ppm | 2 | 1 | ml. | 2017
RM | Pellet cosmoplen W331 | Camium,Lead | 1 | - | Diammonium hydrogen citrate (1 in 4) | 2 | 10 | ml. | None in WI
RM | Pellet cosmoplen W331 | Camium,Lead | 1 | - | Bromothymol blue | 2 | 2 | Drop | 1003
RM | Pellet cosmoplen W331 | Camium,Lead | 1 | - | Ammonia TS. | 2 | 10 | ml. | 4173
RM | Pellet cosmoplen W331 | Camium,Lead | 1 | - | Ammonium sulfate (2 in 5 ) | 2 | 10 | ml. | None in WI
RM | Pellet cosmoplen W331 | Camium,Lead | 1 | - | Sodium N,N-diethyldithiocarbanate (1 in 20) | 2 | 20 | ml. | None in WI
RM | Pellet cosmoplen W331 | Camium,Lead | 1 | - | Funnel glass | 4 | 1 | pcs | -
RM | Pellet cosmoplen W331 | Camium,Lead | 1 | - | 4-methyl-2-pentanone | 2 | 20 | ml. | None in WI
RM | Pellet cosmoplen W331 | Camium,Lead | 1 | - | Standard cadmium 1 ppm | 2 | 2 | ml. | None in WI
RM | Pellet cosmoplen W331 | Camium,Lead | 1 | - | Diammonium hydrogen citrate (1 in 4) | 2 | 10 | ml. | None in WI
RM | Pellet cosmoplen W331 | Camium,Lead | 1 | - | Bromothymol blue | 2 | 2 | Drop | 1003
RM | Pellet cosmoplen W331 | Camium,Lead | 1 | - | Ammonia TS. | 2 | 10 | ml. | 4173
RM | Pellet cosmoplen W331 | Camium,Lead | 1 | - | Ammonium sulfate (2 in 5 ) | 2 | 10 | ml. | None in WI
RM | Pellet cosmoplen W331 | Camium,Lead | 1 | - | Sodium N,N-diethyldithiocarbanate (1 in 20) | 2 | 20 | ml. | None in WI
RM | Pellet cosmoplen W331 | Camium,Lead | 1 | - | Funnel glass | 4 | 1 | pcs | -
RM | Pellet cosmoplen W331 | Camium,Lead | 1 | - | 4-methyl-2-pentanone | 2 | 20 | ml. | None in WI
RM | Pellet cosmoplen W331 | Camium,Lead | 1 | - | Atomic absorption spectrophotometer | 5 | 120 | min | -
RM | Pellet cosmoplen W331 | Residue on ignition | 1 | - | Crucible 50 ml. | 4 | 3 | pcs | -
RM | Pellet cosmoplen W331 | Residue on ignition | 3 | S016 | Sulfuric acid | 1 | 1 | ml. | -
RM | Pellet cosmoplen W331 | Residue on ignition | 1 | - | Hot plate | 4 | 1 | pcs | -
RM | Pellet cosmoplen W331 | Residue on ignition | 1 | - | Muffle furnace | 4 | 480 | min | -
RM | Pellet cosmoplen W331 | Residue on ignition | 1 | - | Analytical balance 4 dg | 5 | 5 | min | -
RM | Pellet cosmoplen W331 | Residue on ignition | 1 | - | Desicator | 4 | 30 | min | -
RM | Pellet cosmoplen W331 | UV spectrum | 1 | - | Hot plate | 4 | 1 | pcs | -
RM | Pellet cosmoplen W331 | UV spectrum | 1 | - | UV-VIS spectrophotometer | 5 | 40 | min | -
RM | Pellet cosmoplen W331 | Extractable | 1 | - | Autocape | 5 | 60 | min | -
RM | Pellet cosmoplen W331 | Extractable | 1 | - | Beaker 600 ml. | 4 | 6 | pcs | -
RM | Pellet cosmoplen W331 | Foaming test | 1 | - | Glass tube 50 ml. | 4 | 6 | pcs | -
RM | Pellet cosmoplen W331 | Foaming test | 1 | - | Glass tube cap 50 ml. | 4 | 6 | pcs | -
RM | Pellet cosmoplen W331 | pH | 1 | - | pH meter | 5 | 60 | min | -
RM | Pellet cosmoplen W331 | pH | 1 | - | Beaker 50 ml. | 4 | 6 | pcs | -
RM | Pellet cosmoplen W331 | Potssium permanganate | 4 | - | Dilute sulfuric acid | 2 | 1 | ml. | 4103
RM | Pellet cosmoplen W331 | Potssium permanganate | 3 | - | Potassuim iodide | 2 | 0.4 | g. | 4182
RM | Pellet cosmoplen W331 | Potssium permanganate | 3 | - | Starch TS. | 2 | 2 | ml. | 1011
RM | Pellet cosmoplen W331 | Potssium permanganate | 3 | - | 0.01 N Potassium permanganate | 2 | 30 | ml. | 3010
RM | Pellet cosmoplen W331 | Extractable substances(Residue on evaporation) | 4 | - | Beaker 50 ml. | 4 | 1 | pcs | -
RM | Pellet cosmoplen W331 | Extractable substances(Residue on evaporation) | 3 | - | Hot plate | 4 | 60 | min | -
RM | Pellet cosmoplen W331 | Extractable substances(Residue on evaporation) | 3 | - | Hot air oven | 5 | 10 | min | -
RM | Pellet cosmoplen W331 | Extractable substances(Residue on evaporation) | 3 | - | Water bath | 4 | 1 | pcs | -
RM | Pellet cosmoplen W331 | Extractable substances(Residue on evaporation) | 3 | - | Desicator | 4 | 30 | min | -
RM | Pellet cosmoplen W331 | Extractable substances(UV spectrum) | 3 | - | UV-VIS spectrophotometer | 5 | 30 | min | -
RM | Bottle cosmoplen W331 | Heavy metals | 1 | - | Analytical balance 4 dg | 5 | 5 | min | - | Control
RM | Bottle cosmoplen W331 | Heavy metals | 3 | - | Crucible 50 ml. | 4 | 1 | pcs | - | Control
RM | Bottle cosmoplen W331 | Heavy metals | 3 | - | Hot plate | 4 | 1 | pcs | - | Control
RM | Bottle cosmoplen W331 | Heavy metals | 3 | N011 | Nitric acid | 1 | 2 | ml. | - | Control
RM | Bottle cosmoplen W331 | Heavy metals | 3 | S016 | Sulfuric acid | 1 | 5 | Drop | - | Control
RM | Bottle cosmoplen W331 | Heavy metals | 3 | - | Muffle furnace | 5 | 480 | min | -
RM | Bottle cosmoplen W331 | Heavy metals | 3 | - | Water bath | 4 | 1 | pcs | -
RM | Bottle cosmoplen W331 | Heavy metals | 3 | H002 | Hydrochloric acid | 1 | 2 | ml. | -
RM | Bottle cosmoplen W331 | Heavy metals | 1 | - | Crucible 50 ml. | 4 | 1 | pcs | -
RM | Bottle cosmoplen W331 | Heavy metals | 1 | N011 | Nitric acid | 1 | 2 | ml. | -
RM | Bottle cosmoplen W331 | Heavy metals | 1 | - | Water bath | 4 | 1 | pcs | -
RM | Bottle cosmoplen W331 | Heavy metals | 1 | S016 | Sulfuric acid | 1 | 5 | Drop | -
RM | Bottle cosmoplen W331 | Heavy metals | 1 | H002 | Hydrochloric acid | 1 | 2 | ml. | - | Control
RM | Bottle cosmoplen W331 | Heavy metals | 3 | H002 | Hydrochloric acid | 1 | 3 | Drop | - | Control
RM | Bottle cosmoplen W331 | Heavy metals | 1 | - | Blender | 4 | 1 | pcs | - | Control
RM | Bottle cosmoplen W331 | Heavy metals | 1 | - | Phenolphthalein | 2 | 1 | Drop | 1010 | Control
RM | Bottle cosmoplen W331 | Heavy metals | 1 | - | Ammonia TS. | 2 | 40 | ml. | 4173 | Control
RM | Bottle cosmoplen W331 | Heavy metals | 1 | - | Dilute acetic acid | 2 | 6 | ml. | 4171 | Control
RM | Bottle cosmoplen W331 | Heavy metals | 1 | - | Glass tube 50 ml. | 4 | 3 | pcs | - | Control
RM | Bottle cosmoplen W331 | Heavy metals | 1 | - | Sodium sulfide | 2 | 2 | Drop | 4087
RM | Bottle cosmoplen W331 | Heavy metals | 1 | - | Pipet 1 ml. | 4 | 1 | pcs | -
RM | Bottle cosmoplen W331 | Heavy metals | 1 | - | Glass tube 50 ml. | 4 | 1 | pcs | -
RM | Bottle cosmoplen W331 | Heavy metals | 1 | - | Phenolphthalein | 2 | 1 | Drop | 1010
RM | Bottle cosmoplen W331 | Heavy metals | 1 | - | Ammonia TS. | 2 | 40 | ml. | 4173
RM | Bottle cosmoplen W331 | Heavy metals | 1 | H002 | Hydrochloric acid | 1 | 3 | Drop | -
RM | Bottle cosmoplen W331 | Heavy metals | 1 | - | Dilute acetic acid | 2 | 2 | ml. | 4171
RM | Bottle cosmoplen W331 | Heavy metals | 1 | - | Sodium sulfide | 2 | 2 | Drop | 4087
RM | Bottle cosmoplen W331 | Camium,Lead | 3 | - | Crucible glass 50 ml. | 4 | 1 | pcs | -
RM | Bottle cosmoplen W331 | Camium,Lead | 1 | S016 | Sulfuric acid | 1 | 2 | ml. | -
RM | Bottle cosmoplen W331 | Camium,Lead | 1 | - | Hot plate | 4 | 1 | pcs | -
RM | Bottle cosmoplen W331 | Camium,Lead | 1 | - | Muffle furnace | 5 | 480 | min | -
RM | Bottle cosmoplen W331 | Camium,Lead | 1 | H002 | Hydrochloric acid | 1 | 7 | ml. | -
RM | Bottle cosmoplen W331 | Camium,Lead | 1 | - | Water bath | 4 | 1 | pcs | -
RM | Bottle cosmoplen W331 | Camium,Lead | 1 | - | Citric acid monohydrate (1 in 2 ) + Hydrochloric acid (1 in 1) | 2 | 0.5 | ml. | None in WI
RM | Bottle cosmoplen W331 | Camium,Lead | 1 | - | Ammonium acetate (2 in 5) | 2 | 0.5 | ml. | None in WI
RM | Bottle cosmoplen W331 | Camium,Lead | 3 | - | Erlenmeyer flask 125 ml. | 4 | 1 | pcs | -
RM | Bottle cosmoplen W331 | Camium,Lead | 1 | - | Diammonium hydrogen citrate (1 in 4) | 2 | 10 | ml. | None in WI
RM | Bottle cosmoplen W331 | Camium,Lead | 1 | - | Bromothymol blue | 2 | 2 | Drop | 1003
RM | Bottle cosmoplen W331 | Camium,Lead | 1 | - | Ammonia TS. | 2 | 10 | ml. | 4173
RM | Bottle cosmoplen W331 | Camium,Lead | 1 | - | Ammonium sulfate (2 in 5 ) | 2 | 10 | ml. | None in WI
RM | Bottle cosmoplen W331 | Camium,Lead | 1 | - | Sodium N,N-diethyldithiocarbanate (1 in 20) | 2 | 20 | ml. | None in WI
RM | Bottle cosmoplen W331 | Camium,Lead | 3 | - | Funnel glass | 4 | 1 | pcs | -
RM | Bottle cosmoplen W331 | Camium,Lead | 1 | - | 4-methyl-2-pentanone | 2 | 20 | ml. | None in WI
RM | Bottle cosmoplen W331 | Camium,Lead | 1 | - | Glass tube 50 ml. | 4 | 3 | pcs | -
RM | Bottle cosmoplen W331 | Camium,Lead | 1 | - | Standard lead 1 ppm | 2 | 1 | ml. | 2017
RM | Bottle cosmoplen W331 | Camium,Lead | 1 | - | Diammonium hydrogen citrate (1 in 4) | 2 | 10 | ml. | None in WI
RM | Bottle cosmoplen W331 | Camium,Lead | 1 | - | Bromothymol blue | 2 | 2 | Drop | 1003
RM | Bottle cosmoplen W331 | Camium,Lead | 1 | - | Ammonia TS. | 2 | 10 | ml. | 4173
RM | Bottle cosmoplen W331 | Camium,Lead | 1 | - | Ammonium sulfate (2 in 5 ) | 2 | 10 | ml. | None in WI
RM | Bottle cosmoplen W331 | Camium,Lead | 1 | - | Sodium N,N-diethyldithiocarbanate (1 in 20) | 2 | 20 | ml. | None in WI
RM | Bottle cosmoplen W331 | Camium,Lead | 1 | - | Funnel glass | 4 | 1 | pcs | -
RM | Bottle cosmoplen W331 | Camium,Lead | 1 | - | 4-methyl-2-pentanone | 2 | 20 | ml. | None in WI
RM | Bottle cosmoplen W331 | Camium,Lead | 1 | - | Standard cadmium 1 ppm | 2 | 2 | ml. | None in WI
RM | Bottle cosmoplen W331 | Camium,Lead | 1 | - | Diammonium hydrogen citrate (1 in 4) | 2 | 10 | ml. | None in WI
RM | Bottle cosmoplen W331 | Camium,Lead | 1 | - | Bromothymol blue | 2 | 2 | Drop | 1003
RM | Bottle cosmoplen W331 | Camium,Lead | 1 | - | Ammonia TS. | 2 | 10 | ml. | 4173
RM | Bottle cosmoplen W331 | Camium,Lead | 1 | - | Ammonium sulfate (2 in 5 ) | 2 | 10 | ml. | None in WI
RM | Bottle cosmoplen W331 | Camium,Lead | 1 | - | Sodium N,N-diethyldithiocarbanate (1 in 20) | 2 | 20 | ml. | None in WI
RM | Bottle cosmoplen W331 | Camium,Lead | 1 | - | Funnel glass | 4 | 1 | pcs | -
RM | Bottle cosmoplen W331 | Camium,Lead | 1 | - | 4-methyl-2-pentanone | 2 | 20 | ml. | None in WI
RM | Bottle cosmoplen W331 | Camium,Lead | 1 | - | Atomic absorption spectrophotometer | 5 | 120 | min | -
RM | Bottle cosmoplen W331 | Residue on ignition | 1 | - | Crucible 50 ml. | 4 | 3 | pcs | -
RM | Bottle cosmoplen W331 | Residue on ignition | 3 | S016 | Sulfuric acid | 1 | 1 | ml. | -
RM | Bottle cosmoplen W331 | Residue on ignition | 1 | - | Hot plate | 4 | 1 | pcs | -
RM | Bottle cosmoplen W331 | Residue on ignition | 1 | - | Muffle furnace | 4 | 480 | min | -
RM | Bottle cosmoplen W331 | Residue on ignition | 1 | - | Analytical balance 4 dg | 5 | 5 | min | -
RM | Bottle cosmoplen W331 | Residue on ignition | 1 | - | Desicator | 4 | 30 | min | -
RM | Bottle cosmoplen W331 | UV spectrum | 1 | - | UV-VIS spectrophotometer | 5 | 40 | min | -
RM | Bottle cosmoplen W331 | Extractable | 1 | - | Autocape | 5 | 60 | min | -
RM | Bottle cosmoplen W331 | Extractable | 1 | - | Beaker 600 ml. | 4 | 6 | pcs | -
RM | Bottle cosmoplen W331 | Foaming test | 1 | - | Glass tube 50 ml. | 4 | 6 | pcs | -
RM | Bottle cosmoplen W331 | Foaming test | 1 | - | Glass tube cap 50 ml. | 4 | 6 | pcs | -
RM | Bottle cosmoplen W331 | pH | 1 | - | pH meter | 5 | 60 | min | -
RM | Bottle cosmoplen W331 | pH | 1 | - | Beaker 50 ml. | 4 | 6 | pcs | -
RM | Bottle cosmoplen W331 | Potssium permanganate | 4 | - | Dilute sulfuric acid | 2 | 1 | ml. | 4103
RM | Bottle cosmoplen W331 | Potssium permanganate | 3 | - | Potassuim iodide | 2 | 0.4 | g. | 4182
RM | Bottle cosmoplen W331 | Potssium permanganate | 3 | - | Starch TS. | 2 | 2 | ml. | 1011
RM | Bottle cosmoplen W331 | Potssium permanganate | 3 | - | 0.01 N Potassium permanganate | 2 | 30 | ml. | 3010
RM | Bottle cosmoplen W331 | Extractable substances(Residue on evaporation) | 4 | - | Beaker 50 ml. | 4 | 1 | pcs | -
RM | Bottle cosmoplen W331 | Extractable substances(Residue on evaporation) | 3 | - | Hot plate | 4 | 60 | min | -
RM | Bottle cosmoplen W331 | Extractable substances(Residue on evaporation) | 3 | - | Hot air oven | 5 | 10 | min | -
RM | Bottle cosmoplen W331 | Extractable substances(Residue on evaporation) | 3 | - | Water bath | 4 | 1 | pcs | -
RM | Bottle cosmoplen W331 | Extractable substances(Residue on evaporation) | 3 | - | Desicator | 4 | 30 | min | -
RM | Bottle cosmoplen W331 | Extractable substances(UV spectrum) | 3 | - | UV-VIS spectrophotometer | 5 | 30 | min | -

## Standard
Work type | Product | Test item | Replicate per 1 sample | Item no. | Item | Type | Quility per 1 rep | Unit | Reagent No. if type 2
Routine | Dry omega-3(DHA 11) | Sodium + Potassium | 1 | S058 | Standard Sodium ICP 1000 ppm | 1 | 3.5 | ml. | -
Routine | Dry omega-3(DHA 11) | Sodium + Potassium | 1 | S056 | Standard Potassium ICP 1000 ppm | 1 | 7 | ml. | -
Routine | Zerose erythritol 16952 | Purity (Lead) | 1 | S052 | Standard Lead ICP 1000 ppm | 1 | 0.6 | ml. | -
Routine | Beta carotene | Heavy metals (As Pb) | 1 | S052 | Standard Lead ICP 1000 ppm | 1 | 1 | ml. | -
Routine | Green tea flavour S-174182 | Heavy metals (Tin,Zinc,Copper) | 1 | S048 | Standard Copper ICP 1000 ppm | 1 | 0.14 | ml. | -
Routine | Green tea flavour S-174182 | Heavy metals (Tin,Zinc,Copper) | 1 | S063 | Standard Zinc ICP 1000 ppm | 1 | 0.7 | ml. | -
Routine | Green tea flavour S-174182 | Heavy metals (Tin,Zinc,Copper) | 1 | S062 | Standard Tin ICP 1000 ppm | 1 | 1.4 | ml. | -
Routine | Green tea flavour S-174182 | Heavy metals (Lead) | 1 | S052 | Standard Lead ICP 1000 ppm | 1 | 0.6 | ml. | -
Routine | Coffee flavour 911210 | Heavy metals (Lead) | 1 | S052 | Standard Lead ICP 1000 ppm | 1 | 0.6 | ml. | -
Routine | Cream flavour TH179139 | Heavy metals (Lead) | 1 | S052 | Standard Lead ICP 1000 ppm | 1 | 0.6 | ml. | -
Routine | Masking flavour powder PFE-29952 | Heavy metals (Lead) | 1 | S052 | Standard Lead ICP 1000 ppm | 1 | 0.6 | ml. | -
Routine | L-Isoleucine (EN) | Iron | 1 | S051 | Standard Iron ICP 1000 ppm | 1 | 0.5 | ml. | -
Routine | L-Isoleucine (EN) | Heavy metals | 1 | S052 | Standard Lead ICP 1000 ppm | 1 | 2 | ml. | -
Routine | L-Leucine (EN) | Iron | 1 | S051 | Standard Iron ICP 1000 ppm | 1 | 0.5 | ml. | -
Routine | L-Leucine (EN) | Heavy metals | 1 | S052 | Standard Lead ICP 1000 ppm | 1 | 2 | ml. | -
Routine | L-Valine (EN) | Iron | 1 | S051 | Standard Iron ICP 1000 ppm | 1 | 0.5 | ml. | -
Routine | L-Valine (EN) | Heavy metals | 1 | S052 | Standard Lead ICP 1000 ppm | 1 | 2 | ml. | -
Routine | L-Lysine hydrochloride (EN) | Iron | 1 | S051 | Standard Iron ICP 1000 ppm | 1 | 0.5 | ml. | -
Routine | L-Lysine hydrochloride (EN) | Heavy metals | 1 | S052 | Standard Lead ICP 1000 ppm | 1 | 2 | ml. | -
Routine | L-Threonine (EN) | Iron | 1 | S051 | Standard Iron ICP 1000 ppm | 1 | 0.5 | ml. | -
Routine | L-Threonine (EN) | Heavy metals | 1 | S052 | Standard Lead ICP 1000 ppm | 1 | 2 | ml. | -
Routine | L-Tryptophan (EN) | Iron | 1 | S051 | Standard Iron ICP 1000 ppm | 1 | 0.5 | ml. | -
Routine | L-Tryptophan (EN) | Heavy metals | 1 | S052 | Standard Lead ICP 1000 ppm | 1 | 2 | ml. | -
Routine | L-Arginine hydrochloride (EN) | Iron | 1 | S051 | Standard Iron ICP 1000 ppm | 1 | 0.5 | ml. | -
Routine | L-Arginine hydrochloride (EN) | Heavy metals | 1 | S052 | Standard Lead ICP 1000 ppm | 1 | 2 | ml. | -
Routine | L-Histidine hydrochloride (EN) | Iron | 1 | S051 | Standard Iron ICP 1000 ppm | 1 | 0.5 | ml. | -
Routine | L-Histidine hydrochloride (EN) | Heavy metals | 1 | S052 | Standard Lead ICP 1000 ppm | 1 | 2 | ml. | -
Routine | L-Arginine (EN) | Iron | 1 | S051 | Standard Iron ICP 1000 ppm | 1 | 0.5 | ml. | -
Routine | L-Arginine (EN) | Heavy metals | 1 | S052 | Standard Lead ICP 1000 ppm | 1 | 1 | ml. | -
Routine | L-Glutamine (EN) | Iron | 1 | S051 | Standard Iron ICP 1000 ppm | 1 | 0.5 | ml. | -
Routine | L-Glutamine (EN) | Heavy metals | 1 | S052 | Standard Lead ICP 1000 ppm | 1 | 1 | ml. | -
Routine | PP7533 pellet | Heavy metals | 2 | S052 | Standard Lead ICP 1000 ppm | 1 | 1 | ml. | -
Routine | PP7533 pellet | Casmium,Lead | 3 | S052 | Standard Lead ICP 1000 ppm | 1 | 1 | ml.
Routine | PP7533 pellet | Casmium,Lead | 4 | S047 | Standard Calcium solution 1000 ppm | 1 | 1 | ml.